## 12klm UL IES Files
Part Number | IES File Label | Lumens | Wattage | Efficacy | LUMINAIRE LABEL
UL1598/A
F1U7FL2Bxxxxxx | F1U7FL2Bxxxxxx_ProSite Flood F1_UL_Glass Clear_Asym_4000K_12klm_2 | 12200 | 81 | 150.6173 | ProSite Flood F1, 12200 Lumens, 4000K-70CRI, Clear Glass Lens, Asymmetric
F1U76L2Bxxxxxx | F1U76L2Bxxxxxx_ProSite Flood F1_UL_Glass Clear_NEMA 6_4000K_12klm_2 | 12500 | 81 | 154.321 | ProSite Flood F1, 12500 Lumens, 4000K-70CRI, Clear Glass Lens, NEMA 6 (Wide 125°)
F1U77L2Bxxxxxx | F1U77L2Bxxxxxx_ProSite Flood F1_UL_Glass Clear_NEMA 7x6_4000K_12klm_2 | 12500 | 81 | 154.321 | ProSite Flood F1, 12500 Lumens, 4000K-70CRI, Clear Glass Lens, NEMA 7x6 (Very Wide 131° x 108°)
F1UN4L2Bxxxxxx | F1UN4L2Bxxxxxx_ProSite Flood F1_UL_PCOpticOnly_NEMA 4_4000K_12klm_2 | 13200 | 81 | 162.963 | ProSite Flood F1, 13200 Lumens, 4000K-70CRI, Polycarbonate Optic Only, NEMA 4 (Medium 55°)
F1UN6L2Bxxxxxx | F1UN6L2Bxxxxxx_ProSite Flood F1_UL_PCOpticOnly_NEMA 6_4000K_12klm_2 | 13200 | 81 | 162.963 | ProSite Flood F1, 13200 Lumens, 4000K-70CRI, Polycarbonate Optic Only, NEMA 6 (Wide 125°)
F1UN7L2Bxxxxxx | F1UN7L2Bxxxxxx_ProSite Flood F1_UL_PCOpticOnly_NEMA 7x6_4000K_12klm_2 | 13200 | 81 | 162.963 | ProSite Flood F1, 13200 Lumens, 4000K-70CRI, Polycarbonate Optic Only, NEMA 7x6 (Very Wide 131° x 108°)
F1U4FL2Bxxxxxx | F1U4FL2Bxxxxxx_ProSite Flood F1_UL_PC Clear_Asym_4000K_12klm_2 | 11500 | 81 | 141.9753 | ProSite Flood F1, 11500 Lumens, 4000K-70CRI, Clear Polycarbonate Lens, Asymmetric
F1U46L2Bxxxxxx | F1U46L2Bxxxxxx_ProSite Flood F1_UL_PC Clear_NEMA 6_4000K_12klm_2 | 11700 | 81 | 144.4444 | ProSite Flood F1, 11700 Lumens, 4000K-70CRI, Clear Polycarbonate Lens, NEMA 6 (Wide 125°)
F1U47L2Bxxxxxx | F1U47L2Bxxxxxx_ProSite Flood F1_UL_PC Clear_NEMA 7x6_4000K_12klm_2 | 11700 | 81 | 144.4444 | ProSite Flood F1, 11700 Lumens, 4000K-70CRI, Clear Polycarbonate Lens, NEMA 7x6 (Very Wide 131° x 108°)
F1U7FB2Bxxxxxx | F1U7FB2Bxxxxxx_ProSite Flood F1_UL_Glass Clear_Asym_5000K_12klm_1 | 12200 | 81 | 150.6173 | ProSite Flood F1, 12200 Lumens, 5000K-70CRI, Clear Glass Lens, Asymmetric
F1U76B2Bxxxxxx | F1U76B2Bxxxxxx_ProSite Flood F1_UL_Glass Clear_NEMA 6_5000K_12klm_1 | 12500 | 81 | 154.321 | ProSite Flood F1, 12500 Lumens, 5000K-70CRI, Clear Glass Lens, NEMA 6 (Wide 125°)
F1U77B2Bxxxxxx | F1U77B2Bxxxxxx_ProSite Flood F1_UL_Glass Clear_NEMA 7x6_5000K_12klm_1 | 12500 | 81 | 154.321 | ProSite Flood F1, 12500 Lumens, 5000K-70CRI, Clear Glass Lens, NEMA 7x6 (Very Wide 131° x 108°)
F1UN4B2Bxxxxxx | F1UN4B2Bxxxxxx_ProSite Flood F1_UL_PCOpticOnly_NEMA 4_5000K_12klm_2 | 13200 | 81 | 162.963 | ProSite Flood F1, 13200 Lumens, 5000K-70CRI, Polycarbonate Optic Only, NEMA 4 (Medium 55°)
F1UN6B2Bxxxxxx | F1UN6B2Bxxxxxx_ProSite Flood F1_UL_PCOpticOnly_NEMA 6_5000K_12klm_1 | 13200 | 81 | 162.963 | ProSite Flood F1, 13200 Lumens, 5000K-70CRI, Polycarbonate Optic Only, NEMA 6 (Wide 125°)
F1UN7B2Bxxxxxx | F1UN7B2Bxxxxxx_ProSite Flood F1_UL_PCOpticOnly_NEMA 7x6_5000K_12klm_1 | 13200 | 81 | 162.963 | ProSite Flood F1, 13200 Lumens, 5000K-70CRI, Polycarbonate Optic Only, NEMA 7x6 (Very Wide 131° x 108°)
F1U4FB2Bxxxxxx | F1U4FB2Bxxxxxx_ProSite Flood F1_UL_PC Clear_Asym_5000K_12klm_1 | 11500 | 81 | 141.9753 | ProSite Flood F1, 11500 Lumens, 5000K-70CRI, Clear Polycarbonate Lens, Asymmetric
F1U46B2Bxxxxxx | F1U46B2Bxxxxxx_ProSite Flood F1_UL_PC Clear_NEMA 6_5000K_12klm_1 | 11700 | 81 | 144.4444 | ProSite Flood F1, 11700 Lumens, 5000K-70CRI, Clear Polycarbonate Lens, NEMA 6 (Wide 125°)
F1U47B2Bxxxxxx | F1U47B2Bxxxxxx_ProSite Flood F1_UL_PC Clear_NEMA 7x6_5000K_12klm_1 | 11700 | 81 | 144.4444 | ProSite Flood F1, 11700 Lumens, 5000K-70CRI, Clear Polycarbonate Lens, NEMA 7x6 (Very Wide 131° x 108°)
F1U7FW2Bxxxxxx | F1U7FW2Bxxxxxx_ProSite Flood F1_UL_Glass Clear_Asym_2700K_12klm_1 | 9200 | 81 | 113.5802 | ProSite Flood F1, 9200 Lumens, 2700K-80CRI, Clear Glass Lens, Asymmetric
F1U76W2Bxxxxxx | F1U76W2Bxxxxxx_ProSite Flood F1_UL_Glass Clear_NEMA 6_2700K_12klm_1 | 9500 | 81 | 117.284 | ProSite Flood F1, 9500 Lumens, 2700K-80CRI, Clear Glass Lens, NEMA 6 (Wide 125°)
F1UN6W2Bxxxxxx | F1UN6W2Bxxxxxx _ProSite Flood F1_UL_PCOpticOnly_NEMA 6_2700K_12klm_1 | 10200 | 81 | 125.9259 | ProSite Flood F1, 10200 Lumens, 2700K-80CRI, Polycarbonate Optic Only, NEMA 6 (Wide 125°)
F1U46W2Bxxxxxx | F1U46W2Bxxxxxx_ProSite Flood F1_UL_PC Clear_NEMA 6_2700K_12klm_1 | 8800 | 81 | 108.642 | ProSite Flood F1, 8800 Lumens, 2700K-80CRI, Clear Polycarbonate Lens, NEMA 6 (Wide 125°)
F1U7FA2Bxxxxxx | F1U7FA2Bxxxxxx _ProSite Flood F1_UL_Glass Clear_Asym_Amber_12klm_1 | 11600 | 226 | 51.3274 | ProSite Flood F1, 11600 Lumens, Amber, Clear Glass Lens, Asymmetric
F1UN6A2Bxxxxxx | F1UN6A2Bxxxxxx _ProSite Flood F1_UL_PCOpticOnly_NEMA 6_Amber_12klm_1 | 13000 | 226 | 57.5221 | ProSite Flood F1, 13000 Lumens, Amber, Polycarbonate Optic Only, NEMA 6 (Wide 125°)
CID2
F1D7FL2Bxxxxxx | F1D7FL2Bxxxxxx_ProSite Flood F1_C1D2_Glass Clear_Asym_4000K_12klm_2 | 12200 | 81 | 150.6173 | ProSite Flood F1, 12200 Lumens, 4000K-70CRI, Clear Glass Lens, Asymmetric
F1D76L2Bxxxxxx | F1D76L2Bxxxxxx_ProSite Flood F1_C1D2_Glass Clear_NEMA 6_4000K_12klm_2 | 12500 | 81 | 154.321 | ProSite Flood F1, 12500 Lumens, 4000K-70CRI, Clear Glass Lens, NEMA 6 (Wide 125°)
F1D77L2Bxxxxxx | F1D77L2Bxxxxxx_ProSite Flood F1_C1D2_Glass Clear_NEMA 7x6_4000K_12klm_2 | 12500 | 81 | 154.321 | ProSite Flood F1, 12500 Lumens, 4000K-70CRI, Clear Glass Lens, NEMA 7x6 (Very Wide 131° x 108°)
F1D4FL2Bxxxxxx | F1D4FL2Bxxxxxx_ProSite Flood F1_C1D2_PC Clear_Asym_4000K_12klm_2 | 11500 | 81 | 141.9753 | ProSite Flood F1, 11500 Lumens, 4000K-70CRI, Clear Polycarbonate Lens, Asymmetric
F1D46L2Bxxxxxx | F1D46L2Bxxxxxx_ProSite Flood F1_C1D2_PC Clear_NEMA 6_4000K_12klm_2 | 11700 | 81 | 144.4444 | ProSite Flood F1, 11700 Lumens, 4000K-70CRI, Clear Polycarbonate Lens, NEMA 6 (Wide 125°)
F1D47L2Bxxxxxx | F1D47L2Bxxxxxx_ProSite Flood F1_C1D2_PC Clear_NEMA 7x6_4000K_12klm_2 | 12500 | 81 | 154.321 | ProSite Flood F1, 12500 Lumens, 4000K-70CRI, Clear Polycarbonate Lens, NEMA 7x6 (Very Wide 131° x 108°)
F1D7FB2Bxxxxxx | F1D7FB2Bxxxxxx_ProSite Flood F1_C1D2_Glass Clear_Asym_5000K_12klm_1 | 11500 | 81 | 141.9753 | ProSite Flood F1, 11500 Lumens, 5000K-70CRI, Clear Glass Lens, Asymmetric
F1D76B2Bxxxxxx | F1D76B2Bxxxxxx_ProSite Flood F1_C1D2_Glass Clear_NEMA 6_5000K_12klm_1 | 11700 | 81 | 144.4444 | ProSite Flood F1, 11700 Lumens, 5000K-70CRI, Clear Glass Lens, NEMA 6 (Wide 125°)
F1D77B2Bxxxxxx | F1D77B2Bxxxxxx_ProSite Flood F1_C1D2_Glass Clear_NEMA 7x6_5000K_12klm_1 | 11700 | 81 | 144.4444 | ProSite Flood F1, 11700 Lumens, 5000K-70CRI, Clear Glass Lens, NEMA 7x6 (Very Wide 131° x 108°)
F1D4FB2Bxxxxxx | F1D4FB2Bxxxxxx_ProSite Flood F1_C1D2_PC Clear_Asym_5000K_12klm_1 | 9200 | 81 | 113.5802 | ProSite Flood F1, 9200 Lumens, 5000K-70CRI, Clear Polycarbonate Lens, Asymmetric
F1D46B2Bxxxxxx | F1D46B2Bxxxxxx_ProSite Flood F1_C1D2_PC Clear_NEMA 6_5000K_12klm_1 | 9500 | 81 | 117.284 | ProSite Flood F1, 9500 Lumens, 5000K-70CRI, Clear Polycarbonate Lens, NEMA 6 (Wide 125°)
F1D47B2Bxxxxxx | F1D47B2Bxxxxxx_ProSite Flood F1_C1D2_PC Clear_NEMA 7x6_5000K_12klm_1 | 8800 | 81 | 108.642 | ProSite Flood F1, 8800 Lumens, 5000K-70CRI, Clear Polycarbonate Lens, NEMA 7x6 (Very Wide 131° x 108°)
F1D7FW2Bxxxxxx | F1D7FW2Bxxxxxx_ProSite Flood F1_C1D2_Glass Clear_Asym_2700K_12klm_1 | 12500 | 81 | 154.321 | ProSite Flood F1, 12500 Lumens, 2700K-80CRI, Clear Glass Lens, Asymmetric
F1D76W2Bxxxxxx | F1D76W2Bxxxxxx_ProSite Flood F1_C1D2_Glass Clear_NEMA 6_2700K_12klm_1 | 12500 | 81 | 154.321 | ProSite Flood F1, 12500 Lumens, 2700K-80CRI, Clear Glass Lens, NEMA 6 (Wide 125°)
F1D46W2Bxxxxxx | F1D46W2Bxxxxxx_ProSite Flood F1_C1D2_PC Clear_NEMA 6_2700K_12klm_1 | 11700 | 81 | 144.4444 | ProSite Flood F1, 11700 Lumens, 2700K-80CRI, Clear Polycarbonate Lens, NEMA 6 (Wide 125°)
F1D7FA2Bxxxxxx | F1D7FA2Bxxxxxx _ProSite Flood F1_C1D2_Glass Clear_Asym_Amber_12klm_1 | 11600 | 226 | 51.3274 | ProSite Flood F1, 11600 Lumens, Amber, Clear Glass Lens, Asymmetric
CIID1
F1F7FL2Bxxxxxx | F1F7FL2Bxxxxxx_ProSite Flood F1_C2D1_Glass Clear_Asym_4000K_12klm_2 | 12200 | 81 | 150.6173 | ProSite Flood F1, 12200 Lumens, 4000K-70CRI, Clear Glass Lens, Asymmetric
F1F76L2Bxxxxxx | F1F76L2Bxxxxxx_ProSite Flood F1_C2D1_Glass Clear_NEMA 6_4000K_12klm_2 | 12500 | 81 | 154.321 | ProSite Flood F1, 12500 Lumens, 4000K-70CRI, Clear Glass Lens, NEMA 6 (Wide 125°)
F1F77L2Bxxxxxx | F1F77L2Bxxxxxx_ProSite Flood F1_C2D1_Glass Clear_NEMA 7x6_4000K_12klm_2 | 12500 | 81 | 154.321 | ProSite Flood F1, 12500 Lumens, 4000K-70CRI, Clear Glass Lens, NEMA 7x6 (Very Wide 131° x 108°)
F1F4FL2Bxxxxxx | F1F4FL2Bxxxxxx_ProSite Flood F1_C2D1_PC Clear_Asym_4000K_12klm_2 | 11500 | 81 | 141.9753 | ProSite Flood F1, 11500 Lumens, 4000K-70CRI, Clear Polycarbonate Lens, Asymmetric
F1F46L2Bxxxxxx | F1F46L2Bxxxxxx_ProSite Flood F1_C2D1_PC Clear_NEMA 6_4000K_12klm_2 | 11700 | 81 | 144.4444 | ProSite Flood F1, 11700 Lumens, 4000K-70CRI, Clear Polycarbonate Lens, NEMA 6 (Wide 125°)
F1F47L2Bxxxxxx | F1F47L2Bxxxxxx_ProSite Flood F1_C2D1_PC Clear_NEMA 7x6_4000K_12klm_2 | 11700 | 81 | 144.4444 | ProSite Flood F1, 11700 Lumens, 4000K-70CRI, Clear Polycarbonate Lens, NEMA 7x6 (Very Wide 131° x 108°)
F1F7FB2Bxxxxxx | F1F7FB2Bxxxxxx_ProSite Flood F1_C2D1_Glass Clear_Asym_5000K_12klm_1 | 12200 | 81 | 150.6173 | ProSite Flood F1, 12200 Lumens, 5000K-70CRI, Clear Glass Lens, Asymmetric
F1F76B2Bxxxxxx | F1F76B2Bxxxxxx_ProSite Flood F1_C2D1_Glass Clear_NEMA 6_5000K_12klm_1 | 12500 | 81 | 154.321 | ProSite Flood F1, 12500 Lumens, 5000K-70CRI, Clear Glass Lens, NEMA 6 (Wide 125°)
F1F77B2Bxxxxxx | F1F77B2Bxxxxxx_ProSite Flood F1_C2D1_Glass Clear_NEMA 7x6_5000K_12klm_1 | 12500 | 81 | 154.321 | ProSite Flood F1, 12500 Lumens, 5000K-70CRI, Clear Glass Lens, NEMA 7x6 (Very Wide 131° x 108°)
F1F4FB2Bxxxxxx | F1F4FB2Bxxxxxx_ProSite Flood F1_C2D1_PC Clear_Asym_5000K_12klm_1 | 11500 | 81 | 141.9753 | ProSite Flood F1, 11500 Lumens, 5000K-70CRI, Clear Polycarbonate Lens, Asymmetric
F1F46B2Bxxxxxx | F1F46B2Bxxxxxx_ProSite Flood F1_C2D1_PC Clear_NEMA 6_5000K_12klm_1 | 11700 | 81 | 144.4444 | ProSite Flood F1, 11700 Lumens, 5000K-70CRI, Clear Polycarbonate Lens, NEMA 6 (Wide 125°)
F1F47B2Bxxxxxx | F1F47B2Bxxxxxx_ProSite Flood F1_C2D1_PC Clear_NEMA 7x6_5000K_12klm_1 | 11700 | 81 | 144.4444 | ProSite Flood F1, 11700 Lumens, 5000K-70CRI, Clear Polycarbonate Lens, NEMA 7x6 (Very Wide 131° x 108°)
F1F7FW2Bxxxxxx | F1F7FW2Bxxxxxx_ProSite Flood F1_C2D1_Glass Clear_Asym_2700K_12klm_1 | 9200 | 81 | 113.5802 | ProSite Flood F1, 9200 Lumens, 2700K-80CRI, Clear Glass Lens, Asymmetric
F1F76W2Bxxxxxx | F1F76W2Bxxxxxx_ProSite Flood F1_C2D1_Glass Clear_NEMA 6_2700K_12klm_1 | 9500 | 81 | 117.284 | ProSite Flood F1, 9500 Lumens, 2700K-80CRI, Clear Glass Lens, NEMA 6 (Wide 125°)
F1F46W2Bxxxxxx | F1F46W2Bxxxxxx_ProSite Flood F1_C2D1_PC Clear_NEMA 6_2700K_12klm_1 | 8800 | 81 | 108.642 | ProSite Flood F1, 8800 Lumens, 2700K-80CRI, Clear Polycarbonate Lens, NEMA 6 (Wide 125°)
F1F7FA2Bxxxxxx | F1F7FA2Bxxxxxx _ProSite Flood F1_C2D1_Glass Clear_Asym_Amber_12klm_1 | 11600 | 226 | 51.3274 | ProSite Flood F1, 11600 Lumens, Amber, Clear Glass Lens, Asymmetric

## 18klm UL IES Files
Part Number | IES File Label | Lumens | Wattage | Efficacy | LUMINAIRE LABEL
UL1598/A
F1U4FL2Cxxxxxx | F1U4FB2Cxxxxxx_ProSite Flood F1_UL_PC Clear_Asym_5000K_18klm_1 | 16600 | 124 | 133.871 | ProSite Flood F1, 16600 Lumens, 5000K-70CRI, Clear Polycarbonate Lens, Asymmetric
F1U7FB2Cxxxxxx | F1U4FL2Cxxxxxx_ProSite Flood F1_UL_PC Clear_Asym_4000K_18klm_2 | 16600 | 124 | 133.871 | ProSite Flood F1, 16600 Lumens, 4000K-70CRI, Clear Polycarbonate Lens, Asymmetric
F1U7FL2Cxxxxxx | F1U7FB2Cxxxxxx_ProSite Flood F1_UL_Glass Clear_Asym_5000K_18klm_1 | 17700 | 124 | 142.7419 | ProSite Flood F1, 17700 Lumens, 5000K-70CRI, Clear Glass Lens, Asymmetric
F1U7FW2Cxxxxxx | F1U7FL2Cxxxxxx_ProSite Flood F1_UL_Glass Clear_Asym_4000K_18klm_2 | 17700 | 124 | 142.7419 | ProSite Flood F1, 17700 Lumens, 4000K-70CRI, Clear Glass Lens, Asymmetric
F1U46B2Cxxxxxx | F1U7FW2Cxxxxxx_ProSite Flood F1_UL_Glass Clear_Asym_2700K_18klm_1 | 13400 | 124 | 108.0645 | ProSite Flood F1, 13400 Lumens, 2700K-80CRI, Clear Glass Lens, Asymmetric
F1U46L2Cxxxxxx | F1U46B2Cxxxxxx_ProSite Flood F1_UL_PC Clear_NEMA 6_5000K_18klm_1 | 17000 | 124 | 137.0968 | ProSite Flood F1, 17000 Lumens, 5000K-70CRI, Clear Polycarbonate Lens, NEMA 6 (Wide 125°)
F1U46W2Cxxxxxx | F1U46L2Cxxxxxx_ProSite Flood F1_UL_PC Clear_NEMA 6_4000K_18klm_2 | 17000 | 124 | 137.0968 | ProSite Flood F1, 17000 Lumens, 4000K-70CRI, Clear Polycarbonate Lens, NEMA 6 (Wide 125°)
F1U47B2Cxxxxxx | F1U46W2Cxxxxxx_ProSite Flood F1_UL_PC Clear_NEMA 6_2700K_18klm_1 | 12700 | 124 | 102.4194 | ProSite Flood F1, 12700 Lumens, 2700K-80CRI, Clear Polycarbonate Lens, NEMA 6 (Wide 125°)
F1U47L2Cxxxxxx | F1U47B2Cxxxxxx_ProSite Flood F1_UL_PC Clear_NEMA 7x6_5000K_18klm_1 | 17000 | 124 | 137.0968 | ProSite Flood F1, 17000 Lumens, 5000K-70CRI, Clear Polycarbonate Lens, NEMA 7x6 (Very Wide 131° x 108°)
F1U76B2Cxxxxxx | F1U47L2Cxxxxxx_ProSite Flood F1_UL_PC Clear_NEMA 7x6_4000K_18klm_2 | 17000 | 124 | 137.0968 | ProSite Flood F1, 17000 Lumens, 4000K-70CRI, Clear Polycarbonate Lens, NEMA 7x6 (Very Wide 131° x 108°)
F1U76L2Cxxxxxx | F1U76B2Cxxxxxx_ProSite Flood F1_UL_Glass Clear_NEMA 6_5000K_18klm_1 | 18000 | 124 | 145.1613 | ProSite Flood F1, 18000 Lumens, 5000K-70CRI, Clear Glass Lens, NEMA 6 (Wide 125°)
F1U76W2Cxxxxxx | F1U76L2Cxxxxxx_ProSite Flood F1_UL_Glass Clear_NEMA 6_4000K_18klm_2 | 18000 | 124 | 145.1613 | ProSite Flood F1, 18000 Lumens, 4000K-70CRI, Clear Glass Lens, NEMA 6 (Wide 125°)
F1U77B2Cxxxxxx | F1U76W2Cxxxxxx_ProSite Flood F1_UL_Glass Clear_NEMA 6_2700K_18klm_1 | 13800 | 124 | 111.2903 | ProSite Flood F1, 13800 Lumens, 2700K-80CRI, Clear Glass Lens, NEMA 6 (Wide 125°)
F1U77L2Cxxxxxx | F1U77B2Cxxxxxx_ProSite Flood F1_UL_Glass Clear_NEMA 7x6_5000K_18klm_1 | 18000 | 124 | 145.1613 | ProSite Flood F1, 18000 Lumens, 5000K-70CRI, Clear Glass Lens, NEMA 7x6 (Very Wide 131° x 108°)
F1UN4B2Cxxxxxx | F1U77L2Cxxxxxx_ProSite Flood F1_UL_Glass Clear_NEMA 7x6_4000K_18klm_2 | 18000 | 124 | 145.1613 | ProSite Flood F1, 18000 Lumens, 4000K-70CRI, Clear Glass Lens, NEMA 7x6 (Very Wide 131° x 108°)
F1UN4L2Cxxxxxx | F1UN4B2Cxxxxxx_ProSite Flood F1_UL_PCOpticOnly_NEMA 4_5000K_18klm_1 | 19100 | 124 | 154.0323 | ProSite Flood F1, 19100 Lumens, 5000K-70CRI, Polycarbonate Optic Only, NEMA 4 (Medium 55°)
F1UN6B2Cxxxxxx | F1UN4L2Cxxxxxx_ProSite Flood F1_UL_PCOpticOnly_NEMA 4_4000K_18klm_2 | 19100 | 124 | 154.0323 | ProSite Flood F1, 19100 Lumens, 4000K-70CRI, Polycarbonate Optic Only, NEMA 4 (Medium 55°)
F1UN6L2Cxxxxxx | F1UN6B2Cxxxxxx_ProSite Flood F1_UL_PCOpticOnly_NEMA 6_5000K_18klm_1 | 19100 | 124 | 154.0323 | ProSite Flood F1, 19100 Lumens, 5000K-70CRI, Polycarbonate Optic Only, NEMA 6 (Wide 125°)
F1UN6W2Cxxxxxx | F1UN6L2Cxxxxxx_ProSite Flood F1_UL_PCOpticOnly_NEMA 6_4000K_18klm_2 | 19100 | 124 | 154.0323 | ProSite Flood F1, 19100 Lumens, 4000K-70CRI, Polycarbonate Optic Only, NEMA 6 (Wide 125°)
F1UN7B2Cxxxxxx | F1UN6W2Cxxxxxx _ProSite Flood F1_UL_PCOpticOnly_NEMA 6_2700K_18klm_1 | 14800 | 124 | 119.3548 | ProSite Flood F1, 14800 Lumens, 2700K-80CRI, Polycarbonate Optic Only, NEMA 6 (Wide 125°)
F1UN7L2Cxxxxxx | F1UN7B2Cxxxxxx_ProSite Flood F1_UL_PCOpticOnly_NEMA 7x6_5000K_18klm_1 | 19100 | 124 | 154.0323 | ProSite Flood F1, 19100 Lumens, 5000K-70CRI, Polycarbonate Optic Only, NEMA 7x6 (Very Wide 131° x 108°)
F1UNJW2Cxxxxxx | F1UN7L2Cxxxxxx_ProSite Flood F1_UL_PCOpticOnly_NEMA 7x6_4000K_18klm_2 | 19100 | 124 | 154.0323 | ProSite Flood F1, 19100 Lumens, 4000K-70CRI, Polycarbonate Optic Only, NEMA 7x6 (Very Wide 131° x 108°)
| F1UNJW2Cxxxxxx_ProSite Flood F1_UL_PCOpticOnly_AsymWide_2700K_18klm_ | 13500 | 124 | 108.871 | ProSite Flood F1, 13500 Lumens, 2700K-80CRI, Polycarbonate Optic Only, Asymetric Wide
CID2
F1D4FB2Cxxxxxx | F1D4FB2Cxxxxxx_ProSite Flood F1_C1D2_PC Clear_Asym_5000K_18klm_1 | 16600 | 124 | 133.871 | ProSite Flood F1, 16600 Lumens, 5000K-70CRI, Clear Polycarbonate Lens, Asymmetric
F1D4FL2Cxxxxxx | F1D4FL2Cxxxxxx_ProSite Flood F1_C1D2_PC Clear_Asym_4000K_18klm_2 | 16600 | 124 | 133.871 | ProSite Flood F1, 16600 Lumens, 4000K-70CRI, Clear Polycarbonate Lens, Asymmetric
F1D7FB2Cxxxxxx | F1D7FB2Cxxxxxx_ProSite Flood F1_C1D2_Glass Clear_Asym_5000K_18klm_1 | 17700 | 124 | 142.7419 | ProSite Flood F1, 17700 Lumens, 5000K-70CRI, Clear Glass Lens, Asymmetric
F1D7FL2Cxxxxxx | F1D7FL2Cxxxxxx_ProSite Flood F1_C1D2_Glass Clear_Asym_4000K_18klm_2 | 17700 | 124 | 142.7419 | ProSite Flood F1, 17700 Lumens, 4000K-70CRI, Clear Glass Lens, Asymmetric
F1D7FW2Cxxxxxx | F1D7FW2Cxxxxxx_ProSite Flood F1_C1D2_Glass Clear_Asym_2700K_18klm_1 | 13400 | 124 | 108.0645 | ProSite Flood F1, 13400 Lumens, 2700K-80CRI, Clear Glass Lens, Asymmetric
F1D46B2Cxxxxxx | F1D46B2Cxxxxxx_ProSite Flood F1_C1D2_PC Clear_NEMA 6_5000K_18klm_1 | 17000 | 124 | 137.0968 | ProSite Flood F1, 17000 Lumens, 5000K-70CRI, Clear Polycarbonate Lens, NEMA 6 (Wide 125°)
F1D46L2Cxxxxxx | F1D46L2Cxxxxxx_ProSite Flood F1_C1D2_PC Clear_NEMA 6_4000K_18klm_2 | 17000 | 124 | 137.0968 | ProSite Flood F1, 17000 Lumens, 4000K-70CRI, Clear Polycarbonate Lens, NEMA 6 (Wide 125°)
F1D46W2Cxxxxxx | F1D46W2Cxxxxxx_ProSite Flood F1_C1D2_PC Clear_NEMA 6_2700K_18klm_1 | 12700 | 124 | 102.4194 | ProSite Flood F1, 12700 Lumens, 2700K-80CRI, Clear Polycarbonate Lens, NEMA 6 (Wide 125°)
F1D47B2Cxxxxxx | F1D47B2Cxxxxxx_ProSite Flood F1_C1D2_PC Clear_NEMA 7x6_5000K_18klm_1 | 17000 | 124 | 137.0968 | ProSite Flood F1, 17000 Lumens, 5000K-70CRI, Clear Polycarbonate Lens, NEMA 7x6 (Very Wide 131° x 108°)
F1D47L2Cxxxxxx | F1D47L2Cxxxxxx_ProSite Flood F1_C1D2_PC Clear_NEMA 7x6_4000K_18klm_2 | 17000 | 124 | 137.0968 | ProSite Flood F1, 17000 Lumens, 4000K-70CRI, Clear Polycarbonate Lens, NEMA 7x6 (Very Wide 131° x 108°)
F1D76B2Cxxxxxx | F1D76B2Cxxxxxx_ProSite Flood F1_C1D2_Glass Clear_NEMA 6_5000K_18klm_1 | 18000 | 124 | 145.1613 | ProSite Flood F1, 18000 Lumens, 5000K-70CRI, Clear Glass Lens, NEMA 6 (Wide 125°)
F1D76L2Cxxxxxx | F1D76L2Cxxxxxx_ProSite Flood F1_C1D2_Glass Clear_NEMA 6_4000K_18klm_2 | 18000 | 124 | 145.1613 | ProSite Flood F1, 18000 Lumens, 4000K-70CRI, Clear Glass Lens, NEMA 6 (Wide 125°)
F1D76W2Cxxxxxx | F1D76W2Cxxxxxx_ProSite Flood F1_C1D2_Glass Clear_NEMA 6_2700K_18klm_1 | 13800 | 124 | 111.2903 | ProSite Flood F1, 13800 Lumens, 2700K-80CRI, Clear Glass Lens, NEMA 6 (Wide 125°)
F1D77B2Cxxxxxx | F1D77B2Cxxxxxx_ProSite Flood F1_C1D2_Glass Clear_NEMA 7x6_5000K_18klm_1 | 18000 | 124 | 145.1613 | ProSite Flood F1, 18000 Lumens, 5000K-70CRI, Clear Glass Lens, NEMA 7x6 (Very Wide 131° x 108°)
F1D77L2Cxxxxxx | F1D77L2Cxxxxxx_ProSite Flood F1_C1D2_Glass Clear_NEMA 7x6_4000K_18klm_2 | 18000 | 124 | 145.1613 | ProSite Flood F1, 18000 Lumens, 4000K-70CRI, Clear Glass Lens, NEMA 7x6 (Very Wide 131° x 108°)
CIID1
F1F4FB2Cxxxxxx | F1F4FB2Cxxxxxx_ProSite Flood F1_C2D1_PC Clear_Asym_5000K_18klm_1 | 16600 | 124 | 133.871 | ProSite Flood F1, 16600 Lumens, 5000K-70CRI, Clear Polycarbonate Lens, Asymmetric
F1F4FL2Cxxxxxx | F1F4FL2Cxxxxxx_ProSite Flood F1_C2D1_PC Clear_Asym_4000K_18klm_2 | 16600 | 124 | 133.871 | ProSite Flood F1, 16600 Lumens, 4000K-70CRI, Clear Polycarbonate Lens, Asymmetric
F1F7FB2Cxxxxxx | F1F7FB2Cxxxxxx_ProSite Flood F1_C2D1_Glass Clear_Asym_5000K_18klm_1 | 17700 | 124 | 142.7419 | ProSite Flood F1, 17700 Lumens, 5000K-70CRI, Clear Glass Lens, Asymmetric
F1F7FL2Cxxxxxx | F1F7FL2Cxxxxxx_ProSite Flood F1_C2D1_Glass Clear_Asym_4000K_18klm_2 | 17700 | 124 | 142.7419 | ProSite Flood F1, 17700 Lumens, 4000K-70CRI, Clear Glass Lens, Asymmetric
F1F7FW2Cxxxxxx | F1F7FW2Cxxxxxx_ProSite Flood F1_C2D1_Glass Clear_Asym_2700K_18klm_1 | 13400 | 124 | 108.0645 | ProSite Flood F1, 13400 Lumens, 2700K-80CRI, Clear Glass Lens, Asymmetric
F1F46B2Cxxxxxx | F1F46B2Cxxxxxx_ProSite Flood F1_C2D1_PC Clear_NEMA 6_5000K_18klm_1 | 17000 | 124 | 137.0968 | ProSite Flood F1, 17000 Lumens, 5000K-70CRI, Clear Polycarbonate Lens, NEMA 6 (Wide 125°)
F1F46L2Cxxxxxx | F1F46L2Cxxxxxx_ProSite Flood F1_C2D1_PC Clear_NEMA 6_4000K_18klm_2 | 17000 | 124 | 137.0968 | ProSite Flood F1, 17000 Lumens, 4000K-70CRI, Clear Polycarbonate Lens, NEMA 6 (Wide 125°)
F1F46W2Cxxxxxx | F1F46W2Cxxxxxx_ProSite Flood F1_C2D1_PC Clear_NEMA 6_2700K_18klm_1 | 12700 | 124 | 102.4194 | ProSite Flood F1, 12700 Lumens, 2700K-80CRI, Clear Polycarbonate Lens, NEMA 6 (Wide 125°)
F1F47B2Cxxxxxx | F1F47B2Cxxxxxx_ProSite Flood F1_C2D1_PC Clear_NEMA 7x6_5000K_18klm_1 | 17000 | 124 | 137.0968 | ProSite Flood F1, 17000 Lumens, 5000K-70CRI, Clear Polycarbonate Lens, NEMA 7x6 (Very Wide 131° x 108°)
F1F47L2Cxxxxxx | F1F47L2Cxxxxxx_ProSite Flood F1_C2D1_PC Clear_NEMA 7x6_4000K_18klm_2 | 17000 | 124 | 137.0968 | ProSite Flood F1, 17000 Lumens, 4000K-70CRI, Clear Polycarbonate Lens, NEMA 7x6 (Very Wide 131° x 108°)
F1F76B2Cxxxxxx | F1F76B2Cxxxxxx_ProSite Flood F1_C2D1_Glass Clear_NEMA 6_5000K_18klm_1 | 18000 | 124 | 145.1613 | ProSite Flood F1, 18000 Lumens, 5000K-70CRI, Clear Glass Lens, NEMA 6 (Wide 125°)
F1F76L2Cxxxxxx | F1F76L2Cxxxxxx_ProSite Flood F1_C2D1_Glass Clear_NEMA 6_4000K_18klm_2 | 18000 | 124 | 145.1613 | ProSite Flood F1, 18000 Lumens, 4000K-70CRI, Clear Glass Lens, NEMA 6 (Wide 125°)
F1F76W2Cxxxxxx | F1F76W2Cxxxxxx_ProSite Flood F1_C2D1_Glass Clear_NEMA 6_2700K_18klm_1 | 13800 | 124 | 111.2903 | ProSite Flood F1, 13800 Lumens, 2700K-80CRI, Clear Glass Lens, NEMA 6 (Wide 125°)
F1F77B2Cxxxxxx | F1F77B2Cxxxxxx_ProSite Flood F1_C2D1_Glass Clear_NEMA 7x6_5000K_18klm_1 | 18000 | 124 | 145.1613 | ProSite Flood F1, 18000 Lumens, 5000K-70CRI, Clear Glass Lens, NEMA 7x6 (Very Wide 131° x 108°)
F1F77L2Cxxxxxx | F1F77L2Cxxxxxx_ProSite Flood F1_C2D1_Glass Clear_NEMA 7x6_4000K_18klm_2 | 18000 | 124 | 145.1613 | ProSite Flood F1, 18000 Lumens, 4000K-70CRI, Clear Glass Lens, NEMA 7x6 (Very Wide 131° x 108°)

## 24klm UL IES Files
Part Number | IES File Label | Lumens | Wattage | Efficacy | LUMINAIRE LABEL
UL1598/A
F1U7FB2Exxxxxx | F1U7FB2Exxxxxx_ProSite Flood F1_UL_Glass Clear_Asym_5000K_24klm_1 | 23100 | 175 | 132 | ProSite Flood F1, 23100 Lumens, 5000K-70CRI, Clear Glass Lens, Asymmetric
F1U7FL2Exxxxxx | F1U7FL2Exxxxxx_ProSite Flood F1_UL_Glass Clear_Asym_4000K_24klm_2 | 23100 | 175 | 132 | ProSite Flood F1, 23100 Lumens, 4000K-70CRI, Clear Glass Lens, Asymmetric
F1U7FW2Exxxxxx | F1U7FW2Exxxxxx_ProSite Flood F1_UL_Glass Clear_Asym_2700K_24klm_1 | 17500 | 175 | 100 | ProSite Flood F1, 17500 Lumens, 2700K-80CRI, Clear Glass Lens, Asymmetric
F1U46B2Exxxxxx | F1U46B2Exxxxxx_ProSite Flood F1_UL_PC Clear_NEMA 6_5000K_24klm_1 | 22300 | 175 | 127.4286 | ProSite Flood F1, 22300 Lumens, 5000K-70CRI, Clear Polycarbonate Lens, NEMA 6 (Wide 125°)
F1U46L2Exxxxxx | F1U46L2Exxxxxx_ProSite Flood F1_UL_PC Clear_NEMA 6_4000K_24klm_2 | 22300 | 175 | 127.4286 | ProSite Flood F1, 22300 Lumens, 4000K-70CRI, Clear Polycarbonate Lens, NEMA 6 (Wide 125°)
F1U46W2Exxxxxx | F1U46W2Exxxxxx_ProSite Flood F1_UL_PC Clear_NEMA 6_2700K_24klm_1 | 16600 | 175 | 94.8571 | ProSite Flood F1, 16600 Lumens, 2700K-80CRI, Clear Polycarbonate Lens, NEMA 6 (Wide 125°)
F1U47B2Exxxxxx | F1U47B2Exxxxxx_ProSite Flood F1_UL_PC Clear_NEMA 7x6_5000K_24klm_1 | 22300 | 175 | 127.4286 | ProSite Flood F1, 22300 Lumens, 5000K-70CRI, Clear Polycarbonate Lens, NEMA 7x6 (Very Wide 131° x 108°)
F1U47L2Exxxxxx | F1U47L2Exxxxxx_ProSite Flood F1_UL_PC Clear_NEMA 7x6_4000K_24klm_2 | 22300 | 175 | 127.4286 | ProSite Flood F1, 22300 Lumens, 4000K-70CRI, Clear Polycarbonate Lens, NEMA 7x6 (Very Wide 131° x 108°)
F1U76B2Exxxxxx | F1U76B2Exxxxxx_ProSite Flood F1_UL_Glass Clear_NEMA 6_5000K_24klm_1 | 23600 | 175 | 134.8571 | ProSite Flood F1, 23600 Lumens, 5000K-70CRI, Clear Glass Lens, NEMA 6 (Wide 125°)
F1U76L2Exxxxxx | F1U76L2Exxxxxx_ProSite Flood F1_UL_Glass Clear_NEMA 6_4000K_24klm_2 | 23600 | 175 | 134.8571 | ProSite Flood F1, 23600 Lumens, 4000K-70CRI, Clear Glass Lens, NEMA 6 (Wide 125°)
F1U76W2Exxxxxx | F1U76W2Exxxxxx_ProSite Flood F1_UL_Glass Clear_NEMA 6_2700K_24klm_1 | 18000 | 175 | 102.8571 | ProSite Flood F1, 18000 Lumens, 2700K-80CRI, Clear Glass Lens, NEMA 6 (Wide 125°)
F1U77B2Exxxxxx | F1U77B2Exxxxxx_ProSite Flood F1_UL_Glass Clear_NEMA 7x6_5000K_24klm_1 | 23600 | 175 | 134.8571 | ProSite Flood F1, 23600 Lumens, 5000K-70CRI, Clear Glass Lens, NEMA 7x6 (Very Wide 131° x 108°)
F1U77L2Exxxxxx | F1U77L2Exxxxxx_ProSite Flood F1_UL_Glass Clear_NEMA 7x6_4000K_24klm_2 | 23600 | 175 | 134.8571 | ProSite Flood F1, 23600 Lumens, 4000K-70CRI, Clear Glass Lens, NEMA 7x6 (Very Wide 131° x 108°)
F1UN4B2Exxxxxx | F1UN4B2Exxxxxx_ProSite Flood F1_UL_PCOpticOnly_NEMA 4_5000K_24klm_1 | 25000 | 175 | 142.8571 | ProSite Flood F1, 25000 Lumens, 5000K-70CRI, Polycarbonate Optic Only, NEMA 4 (Medium 55°)
F1UN4L2Exxxxxx | F1UN4L2Exxxxxx_ProSite Flood F1_UL_PCOpticOnly_NEMA 4_4000K_24klm_2 | 25000 | 175 | 142.8571 | ProSite Flood F1, 25000 Lumens, 4000K-70CRI, Polycarbonate Optic Only, NEMA 4 (Medium 55°)
F1UN6B2Exxxxxx | F1UN6B2Exxxxxx_ProSite Flood F1_UL_PCOpticOnly_NEMA 6_5000K_24klm_1 | 25000 | 175 | 142.8571 | ProSite Flood F1, 25000 Lumens, 5000K-70CRI, Polycarbonate Optic Only, NEMA 6 (Wide 125°)
F1UN6L2Exxxxxx | F1UN6L2Exxxxxx_ProSite Flood F1_UL_PCOpticOnly_NEMA 6_4000K_24klm_2 | 25000 | 175 | 142.8571 | ProSite Flood F1, 25000 Lumens, 4000K-70CRI, Polycarbonate Optic Only, NEMA 6 (Wide 125°)
F1UN6W2Exxxxxx | F1UN6W2Exxxxxx _ProSite Flood F1_UL_PCOpticOnly_NEMA 6_2700K_24klm_1 | 19400 | 175 | 110.8571 | ProSite Flood F1, 19400 Lumens, 2700K-80CRI, Polycarbonate Optic Only, NEMA 6 (Wide 125°)
F1UN7B2Exxxxxx | F1UN7B2Exxxxxx_ProSite Flood F1_UL_PCOpticOnly_NEMA 7x6_5000K_24klm_1 | 25000 | 175 | 142.8571 | ProSite Flood F1, 25000 Lumens, 5000K-70CRI, Polycarbonate Optic Only, NEMA 7x6 (Very Wide 131° x 108°)
F1UN7L2Exxxxxx | F1UN7L2Exxxxxx_ProSite Flood F1_UL_PCOpticOnly_NEMA 7x6_4000K_24klm_2 | 25000 | 175 | 142.8571 | ProSite Flood F1, 25000 Lumens, 4000K-70CRI, Polycarbonate Optic Only, NEMA 7x6 (Very Wide 131° x 108°)
F1UNJW2Exxxxxx | F1UNJW2Exxxxxx_ProSite Flood F1_UL_PCOpticOnly_AsymWide_2700K_24klm_2 | 17600 | 175 | 100.5714 | ProSite Flood F1, 17600 Lumens, 2700K-80CRI, Polycarbonate Optic Only, Asymetric Wide
CID2
F1D7FB2Exxxxxx | F1D7FB2Exxxxxx_ProSite Flood F1_C1D2_Glass Clear_Asym_5000K_24klm_1 | 23100 | 175 | 132 | ProSite Flood F1, 23100 Lumens, 5000K-70CRI, Clear Glass Lens, Asymmetric
F1D7FL2Exxxxxx | F1D7FL2Exxxxxx_ProSite Flood F1_C1D2_Glass Clear_Asym_4000K_24klm_2 | 23100 | 175 | 132 | ProSite Flood F1, 23100 Lumens, 4000K-70CRI, Clear Glass Lens, Asymmetric
F1D7FW2Exxxxxx | F1D7FW2Exxxxxx_ProSite Flood F1_C1D2_Glass Clear_Asym_2700K_24klm_1 | 17500 | 175 | 100 | ProSite Flood F1, 17500 Lumens, 2700K-80CRI, Clear Glass Lens, Asymmetric
F1D46B2Exxxxxx | F1D46B2Exxxxxx_ProSite Flood F1_C1D2_PC Clear_NEMA 6_5000K_24klm_1 | 22300 | 175 | 127.4286 | ProSite Flood F1, 22300 Lumens, 5000K-70CRI, Clear Polycarbonate Lens, NEMA 6 (Wide 125°)
F1D46L2Exxxxxx | F1D46L2Exxxxxx_ProSite Flood F1_C1D2_PC Clear_NEMA 6_4000K_24klm_2 | 22300 | 175 | 127.4286 | ProSite Flood F1, 22300 Lumens, 4000K-70CRI, Clear Polycarbonate Lens, NEMA 6 (Wide 125°)
F1D46W2Exxxxxx | F1D46W2Exxxxxx_ProSite Flood F1_C1D2_PC Clear_NEMA 6_2700K_24klm_1 | 16600 | 175 | 94.8571 | ProSite Flood F1, 16600 Lumens, 2700K-80CRI, Clear Polycarbonate Lens, NEMA 6 (Wide 125°)
F1D47B2Exxxxxx | F1D47B2Exxxxxx_ProSite Flood F1_C1D2_PC Clear_NEMA 7x6_5000K_24klm_1 | 22300 | 175 | 127.4286 | ProSite Flood F1, 22300 Lumens, 5000K-70CRI, Clear Polycarbonate Lens, NEMA 7x6 (Very Wide 131° x 108°)
F1D47L2Exxxxxx | F1D47L2Exxxxxx_ProSite Flood F1_C1D2_PC Clear_NEMA 7x6_4000K_24klm_2 | 22300 | 175 | 127.4286 | ProSite Flood F1, 22300 Lumens, 4000K-70CRI, Clear Polycarbonate Lens, NEMA 7x6 (Very Wide 131° x 108°)
F1D76B2Exxxxxx | F1D76B2Exxxxxx_ProSite Flood F1_C1D2_Glass Clear_NEMA 6_5000K_24klm_1 | 23600 | 175 | 134.8571 | ProSite Flood F1, 23600 Lumens, 5000K-70CRI, Clear Glass Lens, NEMA 6 (Wide 125°)
F1D76L2Exxxxxx | F1D76L2Exxxxxx_ProSite Flood F1_C1D2_Glass Clear_NEMA 6_4000K_24klm_2 | 23600 | 175 | 134.8571 | ProSite Flood F1, 23600 Lumens, 4000K-70CRI, Clear Glass Lens, NEMA 6 (Wide 125°)
F1D76W2Exxxxxx | F1D76W2Exxxxxx_ProSite Flood F1_C1D2_Glass Clear_NEMA 6_2700K_24klm_1 | 18000 | 175 | 102.8571 | ProSite Flood F1, 18000 Lumens, 2700K-80CRI, Clear Glass Lens, NEMA 6 (Wide 125°)
F1D77B2Exxxxxx | F1D77B2Exxxxxx_ProSite Flood F1_C1D2_Glass Clear_NEMA 7x6_5000K_24klm_1 | 23600 | 175 | 134.8571 | ProSite Flood F1, 23600 Lumens, 5000K-70CRI, Clear Glass Lens, NEMA 7x6 (Very Wide 131° x 108°)

## F1 30klm UL IES Files
Part Number | IES File Label | Lumens | Wattage | Efficacy | LUMINAIRE LABEL
UL1598/A
F1U4FB2Fxxxxxx | F1U4FB2Fxxxxxx_ProSite Flood F1_UL_PC Clear_Asym_5000K_30klm_1 | 27500 | 234 | 117.5214 | ProSite Flood F1, 27500 Lumens, 5000K-70CRI, Clear Polycarbonate Lens, Asymmetric
F1U4FL2Fxxxxxx | F1U4FL2Fxxxxxx_ProSite Flood F1_UL_PC Clear_Asym_4000K_30klm_2 | 27500 | 234 | 117.5214 | ProSite Flood F1, 27500 Lumens, 4000K-70CRI, Clear Polycarbonate Lens, Asymmetric
F1U7FB2Fxxxxxx | F1U7FB2Fxxxxxx_ProSite Flood F1_UL_Glass Clear_Asym_5000K_30klm_1 | 29200 | 234 | 124.7863 | ProSite Flood F1, 29200 Lumens, 5000K-70CRI, Clear Glass Lens, Asymmetric
F1U7FL2Fxxxxxx | F1U7FL2Fxxxxxx_ProSite Flood F1_UL_Glass Clear_Asym_4000K_30klm_2 | 29200 | 234 | 124.7863 | ProSite Flood F1, 29200 Lumens, 4000K-70CRI, Clear Glass Lens, Asymmetric
F1U7FU2Fxxxxxx | F1U7FU2Fxxxxxx_ProSite Flood F1_UL_Glass Clear_Asym_2200K_30klm_1 | 22600 | 234 | 96.5812 | ProSite Flood F1, 22600 Lumens, 2200K-70CRI, Clear Glass Lens, Asymmetric
F1U7FW2Fxxxxxx | F1U7FW2Fxxxxxx_ProSite Flood F1_UL_Glass Clear_Asym_2700K_30klm_1 | 22100 | 234 | 94.4444 | ProSite Flood F1, 22100 Lumens, 2700K-80CRI, Clear Glass Lens, Asymmetric
F1U44B2Fxxxxxx | F1U44B2Fxxxxxx _ProSite Flood F1_UL_PC Clear_NEMA 4_5000K_30klm_1 | 28100 | 234 | 120.0855 | ProSite Flood F1, 28100 Lumens, 5000K-70CRI, Clear Polycarbonate Lens, NEMA 4 (Medium 55°)
F1U44L2Fxxxxxx | F1U44L2Fxxxxxx _ProSite Flood F1_UL_PC Clear_NEMA 4_4000K_30klm_2 | 28100 | 234 | 120.0855 | ProSite Flood F1, 28100 Lumens, 4000K-70CRI, Clear Polycarbonate Lens, NEMA 4 (Medium 55°)
F1U46B2Fxxxxxx | F1U46B2Fxxxxxx_ProSite Flood F1_UL_PC Clear_NEMA 6_5000K_30klm_1 | 28100 | 234 | 120.0855 | ProSite Flood F1, 28100 Lumens, 5000K-70CRI, Clear Polycarbonate Lens, NEMA 6 (Wide 125°)
F1U46L2Fxxxxxx | F1U46L2Fxxxxxx_ProSite Flood F1_UL_PC Clear_NEMA 6_4000K_30klm_2 | 28100 | 234 | 120.0855 | ProSite Flood F1, 28100 Lumens, 4000K-70CRI, Clear Polycarbonate Lens, NEMA 6 (Wide 125°)
F1U47B2Fxxxxxx | F1U47B2Fxxxxxx_ProSite Flood F1_UL_PC Clear_NEMA 7x6_5000K_30klm_1 | 28100 | 234 | 120.0855 | ProSite Flood F1, 28100 Lumens, 5000K-70CRI, Clear Polycarbonate Lens, NEMA 7x6 (Very Wide 131° x 108°)
F1U47L2Fxxxxxx | F1U47L2Fxxxxxx_ProSite Flood F1_UL_PC Clear_NEMA 7x6_4000K_30klm_2 | 28100 | 234 | 120.0855 | ProSite Flood F1, 28100 Lumens, 4000K-70CRI, Clear Polycarbonate Lens, NEMA 7x6 (Very Wide 131° x 108°)
F1U74B2Fxxxxxx | F1U74B2Fxxxxxx_ProSite Flood F1_UL_Glass Clear_NEMA 4_5000K_30klm_2 | 29900 | 234 | 127.7778 | ProSite Flood F1, 29900 Lumens, 5000K-70CRI, Clear Glass Lens, NEMA 4 (Medium 55°)
F1U74L2Fxxxxxx | F1U74L2Fxxxxxx_ProSite Flood F1_UL_Glass Clear_NEMA 4_4000K_30klm_2 | 29900 | 234 | 127.7778 | ProSite Flood F1, 29900 Lumens, 4000K-70CRI, Clear Glass Lens, NEMA 4 (Medium 55°)
F1U76B2Fxxxxxx | F1U76B2Fxxxxxx_ProSite Flood F1_UL_Glass Clear_NEMA 6_5000K_30klm_1 | 29900 | 234 | 127.7778 | ProSite Flood F1, 29900 Lumens, 5000K-70CRI, Clear Glass Lens, NEMA 6 (Wide 125°)
F1U76L2Fxxxxxx | F1U76L2Fxxxxxx_ProSite Flood F1_UL_Glass Clear_NEMA 6_4000K_30klm_2 | 29900 | 234 | 127.7778 | ProSite Flood F1, 29900 Lumens, 4000K-70CRI, Clear Glass Lens, NEMA 6 (Wide 125°)
F1U76W2Fxxxxxx | F1U76W2Fxxxxxx_ProSite Flood F1_UL_Glass Clear_NEMA 6_2700K_30klm_1 | 22800 | 234 | 97.4359 | ProSite Flood F1, 22800 Lumens, 2700K-80CRI, Clear Glass Lens, NEMA 6 (Wide 125°)
F1U77B2Fxxxxxx | F1U77B2Fxxxxxx_ProSite Flood F1_UL_Glass Clear_NEMA 7x6_5000K_30klm_1 | 29900 | 234 | 127.7778 | ProSite Flood F1, 29900 Lumens, 5000K-70CRI, Clear Glass Lens, NEMA 7x6 (Very Wide 131° x 108°)
F1U77L2Fxxxxxx | F1U77L2Fxxxxxx_ProSite Flood F1_UL_Glass Clear_NEMA 7x6_4000K_30klm_2 | 29900 | 234 | 127.7778 | ProSite Flood F1, 29900 Lumens, 4000K-70CRI, Clear Glass Lens, NEMA 7x6 (Very Wide 131° x 108°)
F1UN4B2Fxxxxxx | F1UN4B2Fxxxxxx_ProSite Flood F1_UL_PCOpticOnly_NEMA 4_5000K_30klm_1 | 31600 | 234 | 135.0427 | ProSite Flood F1, 31600 Lumens, 5000K-70CRI, Polycarbonate Optic Only, NEMA 4 (Medium 55°)
F1UN4L2Fxxxxxx | F1UN4L2Fxxxxxx_ProSite Flood F1_UL_PCOpticOnly_NEMA 4_4000K_30klm_2 | 31600 | 234 | 135.0427 | ProSite Flood F1, 31600 Lumens, 4000K-70CRI, Polycarbonate Optic Only, NEMA 4 (Medium 55°)
F1UN6B2Fxxxxxx | F1UN6B2Fxxxxxx_ProSite Flood F1_UL_PCOpticOnly_NEMA 6_5000K_30klm_1 | 31600 | 234 | 135.0427 | ProSite Flood F1, 31600 Lumens, 5000K-70CRI, Polycarbonate Optic Only, NEMA 6 (Wide 125°)
F1UN6L2Fxxxxxx | F1UN6L2Fxxxxxx_ProSite Flood F1_UL_PCOpticOnly_NEMA 6_4000K_30klm_2 | 31600 | 234 | 135.0427 | ProSite Flood F1, 31600 Lumens, 4000K-70CRI, Polycarbonate Optic Only, NEMA 6 (Wide 125°)
F1UN6U2Fxxxxxx | F1UN6U2Fxxxxxx_ProSite Flood F1_UL_PCOpticOnly_NEMA 6_2200K_30klm_1 | 25000 | 234 | 106.8376 | ProSite Flood F1, 25000 Lumens, 2200K-70CRI, Polycarbonate Optic Only, NEMA 6 (Wide 125°)
F1UN6W2Fxxxxxx | F1UN6W2Fxxxxxx _ProSite Flood F1_UL_PCOpticOnly_NEMA 6_2700K_30klm_1 | 24500 | 234 | 104.7009 | ProSite Flood F1, 24500 Lumens, 2700K-80CRI, Polycarbonate Optic Only, NEMA 6 (Wide 125°)
F1UN7B2Fxxxxxx | F1UN7B2Fxxxxxx_ProSite Flood F1_UL_PCOpticOnly_NEMA 7x6_5000K_30klm_1 | 31600 | 234 | 135.0427 | ProSite Flood F1, 31600 Lumens, 5000K-70CRI, Polycarbonate Optic Only, NEMA 7x6 (Very Wide 131° x 108°)
F1UN7L2Fxxxxxx | F1UN7L2Fxxxxxx_ProSite Flood F1_UL_PCOpticOnly_NEMA 7x6_4000K_30klm_2 | 31600 | 234 | 135.0427 | ProSite Flood F1, 31600 Lumens, 4000K-70CRI, Polycarbonate Optic Only, NEMA 7x6 (Very Wide 131° x 108°)
F1UNJW2Fxxxxxx | F1UNJW2Fxxxxxx_ProSite Flood F1_UL_PCOpticOnly_AsymWide_2700K_30klm_2 | 22300 | 234 | 95.2991 | ProSite Flood F1, 22300 Lumens, 2700K-80CRI, Polycarbonate Optic Only, Asymetric Wide
CID2
F1D4FB2Fxxxxxx | F1D4FB2Fxxxxxx_ProSite Flood F1_C1D2_PC Clear_Asym_5000K_30klm_1 | 27500 | 234 | 117.5214 | ProSite Flood F1, 27500 Lumens, 5000K-70CRI, Clear Polycarbonate Lens, Asymmetric
F1D4FL2Fxxxxxx | F1D4FL2Fxxxxxx_ProSite Flood F1_C1D2_PC Clear_Asym_4000K_30klm_2 | 27500 | 234 | 117.5214 | ProSite Flood F1, 27500 Lumens, 4000K-70CRI, Clear Polycarbonate Lens, Asymmetric
F1D7FB2Fxxxxxx | F1D7FB2Fxxxxxx_ProSite Flood F1_C1D2_Glass Clear_Asym_5000K_30klm_1 | 29200 | 234 | 124.7863 | ProSite Flood F1, 29200 Lumens, 5000K-70CRI, Clear Glass Lens, Asymmetric
F1D7FL2Fxxxxxx | F1D7FL2Fxxxxxx_ProSite Flood F1_C1D2_Glass Clear_Asym_4000K_30klm_2 | 29200 | 234 | 124.7863 | ProSite Flood F1, 29200 Lumens, 4000K-70CRI, Clear Glass Lens, Asymmetric
F1D7FU2Fxxxxxx | F1D7FU2Fxxxxxx_ProSite Flood F1_C1D2_Glass Clear_Asym_2200K_30klm_1 | 22600 | 234 | 96.5812 | ProSite Flood F1, 22600 Lumens, 2200K-70CRI, Clear Glass Lens, Asymmetric
F1D7FW2Fxxxxxx | F1D7FW2Fxxxxxx_ProSite Flood F1_C1D2_Glass Clear_Asym_2700K_30klm_1 | 22100 | 234 | 94.4444 | ProSite Flood F1, 22100 Lumens, 2700K-80CRI, Clear Glass Lens, Asymmetric
F1D44B2Fxxxxxx | F1D44B2Fxxxxxx _ProSite Flood F1_C1D2_PC Clear_NEMA 4_5000K_30klm_1 | 28100 | 234 | 120.0855 | ProSite Flood F1, 28100 Lumens, 5000K-70CRI, Clear Polycarbonate Lens, NEMA 4 (Medium 55°)
F1D44L2Fxxxxxx | F1D44L2Fxxxxxx _ProSite Flood F1_C1D2_PC Clear_NEMA 4_4000K_30klm_2 | 28100 | 234 | 120.0855 | ProSite Flood F1, 28100 Lumens, 4000K-70CRI, Clear Polycarbonate Lens, NEMA 4 (Medium 55°)
F1D46B2Fxxxxxx | F1D46B2Fxxxxxx_ProSite Flood F1_C1D2_PC Clear_NEMA 6_5000K_30klm_1 | 28100 | 234 | 120.0855 | ProSite Flood F1, 28100 Lumens, 5000K-70CRI, Clear Polycarbonate Lens, NEMA 6 (Wide 125°)
F1D46L2Fxxxxxx | F1D46L2Fxxxxxx_ProSite Flood F1_C1D2_PC Clear_NEMA 6_4000K_30klm_2 | 28100 | 234 | 120.0855 | ProSite Flood F1, 28100 Lumens, 4000K-70CRI, Clear Polycarbonate Lens, NEMA 6 (Wide 125°)
F1D47B2Fxxxxxx | F1D47B2Fxxxxxx_ProSite Flood F1_C1D2_PC Clear_NEMA 7x6_5000K_30klm_1 | 28100 | 234 | 120.0855 | ProSite Flood F1, 28100 Lumens, 5000K-70CRI, Clear Polycarbonate Lens, NEMA 7x6 (Very Wide 131° x 108°)
F1D47L2Fxxxxxx | F1D47L2Fxxxxxx_ProSite Flood F1_C1D2_PC Clear_NEMA 7x6_4000K_30klm_2 | 28100 | 234 | 120.0855 | ProSite Flood F1, 28100 Lumens, 4000K-70CRI, Clear Polycarbonate Lens, NEMA 7x6 (Very Wide 131° x 108°)
F1D74B2Fxxxxxx | F1D74B2Fxxxxxx_ProSite Flood F1_C1D2_Glass Clear_NEMA 4_5000K_30klm_2 | 29900 | 234 | 127.7778 | ProSite Flood F1, 29900 Lumens, 5000K-70CRI, Clear Glass Lens, NEMA 4 (Medium 55°)
F1D74L2Fxxxxxx | F1D74L2Fxxxxxx_ProSite Flood F1_C1D2_Glass Clear_NEMA 4_4000K_30klm_2 | 29900 | 234 | 127.7778 | ProSite Flood F1, 29900 Lumens, 4000K-70CRI, Clear Glass Lens, NEMA 4 (Medium 55°)
F1D76B2Fxxxxxx | F1D76B2Fxxxxxx_ProSite Flood F1_C1D2_Glass Clear_NEMA 6_5000K_30klm_1 | 29900 | 234 | 127.7778 | ProSite Flood F1, 29900 Lumens, 5000K-70CRI, Clear Glass Lens, NEMA 6 (Wide 125°)
F1D76L2Fxxxxxx | F1D76L2Fxxxxxx_ProSite Flood F1_C1D2_Glass Clear_NEMA 6_4000K_30klm_2 | 29900 | 234 | 127.7778 | ProSite Flood F1, 29900 Lumens, 4000K-70CRI, Clear Glass Lens, NEMA 6 (Wide 125°)
F1D76W2Fxxxxxx | F1D76W2Fxxxxxx_ProSite Flood F1_C1D2_Glass Clear_NEMA 6_2700K_30klm_1 | 22800 | 234 | 97.4359 | ProSite Flood F1, 22800 Lumens, 2700K-80CRI, Clear Glass Lens, NEMA 6 (Wide 125°)
F1D77B2Fxxxxxx | F1D77B2Fxxxxxx_ProSite Flood F1_C1D2_Glass Clear_NEMA 7x6_5000K_30klm_1 | 29900 | 234 | 127.7778 | ProSite Flood F1, 29900 Lumens, 5000K-70CRI, Clear Glass Lens, NEMA 7x6 (Very Wide 131° x 108°)
F1D77L2Fxxxxxx | F1D77L2Fxxxxxx_ProSite Flood F1_C1D2_Glass Clear_NEMA 7x6_4000K_30klm_2 | 29900 | 234 | 127.7778 | ProSite Flood F1, 29900 Lumens, 4000K-70CRI, Clear Glass Lens, NEMA 7x6 (Very Wide 131° x 108°)

## F2 24klm Amber UL IES Files
Part Number | IES File Label | Lumens | Wattage | Efficacy | LUMINAIRE LABEL
UL1598/A
F2U4FA2Exxxxxx | F2U4FA2Exxxxxx_ProSite Flood F2_UL_PC Clear_Asym_Amber_24klm_1 | 18500 | 461 | 40.1302 | ProSite Flood F2, 18500 Lumens, Amber, Clear Polycarbonate Lens, Asymmetric
F2U7FA2Exxxxxx | F2U7FA2Exxxxxx _ProSite Flood F2_UL_Glass Clear_Asym_Amber_24klm_1 | 20600 | 461 | 44.6855 | ProSite Flood F2, 20600 Lumens, Amber, Clear Glass Lens, Asymmetric
F2U7FA2Exxxxxx | F2U7FA2Exxxxxx_ProSite Flood F2_UL_Glass Clear_Asym_Amber_24klm_1 | 20600 | 461 | 44.6855 | ProSite Flood F2, 20600 Lumens, Amber, Clear Glass Lens, Asymmetric
F2U44A2Exxxxxx | F2U44A2Exxxxxx_ProSite Flood F2_UL_PC Clear_NEMA 4_Amber_24klm_1 | 19600 | 461 | 42.5163 | ProSite Flood F2, 19600 Lumens, Amber, Clear Polycarbonate Lens, NEMA 4 (Medium 55°)
F2U46A2Exxxxxx | F2U46A2Exxxxxx_ProSite Flood F2_UL_PC Clear_NEMA 6_Amber_24klm_1 | 19600 | 461 | 42.5163 | ProSite Flood F2, 19600 Lumens, Amber, Clear Polycarbonate Lens, NEMA 6 (Wide 125°)
F2U47A2Exxxxxx | F2U47A2Exxxxxx_ProSite Flood F2_UL_PC Clear_NEMA 7x6_Amber_24klm_1 | 19600 | 461 | 42.5163 | ProSite Flood F2, 19600 Lumens, Amber, Clear Polycarbonate Lens, NEMA 7x6 (Very Wide 131° x 108°)
F2U74A2Exxxxxx | F2U74A2Exxxxxx_ProSite Flood F2_UL_Glass Clear_NEMA 4_Amber_24klm_1 | 21600 | 461 | 46.8547 | ProSite Flood F2, 21600 Lumens, Amber, Clear Glass Lens, NEMA 4 (Medium 55°)
F2U76A2Exxxxxx | F2U76A2Exxxxxx_ProSite Flood F2_UL_Glass Clear_NEMA 6_Amber_24klm_1 | 21600 | 461 | 46.8547 | ProSite Flood F2, 21600 Lumens, Amber, Clear Glass Lens, NEMA 6 (Wide 125°)
F2U77A2Exxxxxx | F2U77A2Exxxxxx_ProSite Flood F2_UL_Glass Clear_NEMA 7x6_Amber_24klm_1 | 21600 | 461 | 46.8547 | ProSite Flood F2, 21600 Lumens, Amber, Clear Glass Lens, NEMA 7x6 (Very Wide 131° x 108°)
F2UN4A2Exxxxxx | F2UN4A2Exxxxxx_ProSite Flood F2_UL_PCOpticOnly_NEMA 4_Amber_24klm_1 | 23000 | 461 | 49.8915 | ProSite Flood F2, 23000 Lumens, Amber, Polycarbonate Optic Only, NEMA 4 (Medium 55°)
F2UN6A2Exxxxxx | F2UN6A2Exxxxxx _ProSite Flood F2_UL_PCOpticOnly_NEMA 6_Amber_24klm_1 | 23000 | 461 | 49.8915 | ProSite Flood F2, 23000 Lumens, Amber, Polycarbonate Optic Only, NEMA 6 (Wide 125°)
F2UN6A2Exxxxxx | F2UN6A2Exxxxxx_ProSite Flood F2_UL_PCOpticOnly_NEMA 6_Amber_24klm_1 | 23000 | 461 | 49.8915 | ProSite Flood F2, 23000 Lumens, Amber, Polycarbonate Optic Only, NEMA 6 (Wide 125°)
F2UN7A2Exxxxxx | F2UN7A2Exxxxxx_ProSite Flood F2_UL_PCOpticOnly_NEMA 7x6_Amber_24klm_1 | 23000 | 461 | 49.8915 | ProSite Flood F2, 23000 Lumens, Amber, Polycarbonate Optic Only, NEMA 7x6 (Very Wide 131° x 108°)
CID2
F2D4FA2Exxxxxx | F2D4FA2Exxxxxx_ProSite Flood F2_C1D2_PC Clear_Asym_Amber_24klm_1 | 18500 | 461 | 40.1302 | ProSite Flood F2, 18500 Lumens, Amber, Clear Polycarbonate Lens, Asymmetric
F2D7FA2Exxxxxx | F2D7FA2Exxxxxx _ProSite Flood F2_C1D2_Glass Clear_Asym_Amber_24klm_1 | 20600 | 461 | 44.6855 | ProSite Flood F2, 20600 Lumens, Amber, Clear Glass Lens, Asymmetric
F2D7FA2Exxxxxx | F2D7FA2Exxxxxx_ProSite Flood F2_C1D2_Glass Clear_Asym_Amber_24klm_1 | 20600 | 461 | 44.6855 | ProSite Flood F2, 20600 Lumens, Amber, Clear Glass Lens, Asymmetric
F2D44A2Exxxxxx | F2D44A2Exxxxxx_ProSite Flood F2_C1D2_PC Clear_NEMA 4_Amber_24klm_1 | 19600 | 461 | 42.5163 | ProSite Flood F2, 19600 Lumens, Amber, Clear Polycarbonate Lens, NEMA 4 (Medium 55°)
F2D46A2Exxxxxx | F2D46A2Exxxxxx_ProSite Flood F2_C1D2_PC Clear_NEMA 6_Amber_24klm_1 | 19600 | 461 | 42.5163 | ProSite Flood F2, 19600 Lumens, Amber, Clear Polycarbonate Lens, NEMA 6 (Wide 125°)
F2D47A2Exxxxxx | F2D47A2Exxxxxx_ProSite Flood F2_C1D2_PC Clear_NEMA 7x6_Amber_24klm_1 | 19600 | 461 | 42.5163 | ProSite Flood F2, 19600 Lumens, Amber, Clear Polycarbonate Lens, NEMA 7x6 (Very Wide 131° x 108°)
F2D74A2Exxxxxx | F2D74A2Exxxxxx_ProSite Flood F2_C1D2_Glass Clear_NEMA 4_Amber_24klm_1 | 21600 | 461 | 46.8547 | ProSite Flood F2, 21600 Lumens, Amber, Clear Glass Lens, NEMA 4 (Medium 55°)
F2D76A2Exxxxxx | F2D76A2Exxxxxx_ProSite Flood F2_C1D2_Glass Clear_NEMA 6_Amber_24klm_1 | 21600 | 461 | 46.8547 | ProSite Flood F2, 21600 Lumens, Amber, Clear Glass Lens, NEMA 6 (Wide 125°)
F2D77A2Exxxxxx | F2D77A2Exxxxxx_ProSite Flood F2_C1D2_Glass Clear_NEMA 7x6_Amber_24klm_1 | 21600 | 461 | 46.8547 | ProSite Flood F2, 21600 Lumens, Amber, Clear Glass Lens, NEMA 7x6 (Very Wide 131° x 108°)

## F2 30klm UL IES Files
Part Number | IES File Label | Lumens | Wattage | Efficacy | LUMINAIRE LABEL
UL1598/A
F2U7FB2Fxxxxxx | F2U7FB2Fxxxxxx_ProSite Flood F2_UL_Glass Clear_Asym_5000K_30klm_1 | 29600 | 200 | 148 | ProSite Flood F2, 29600 Lumens, 5000K-70CRI, Clear Glass Lens, Asymmetric
F2U7FL2Fxxxxxx | F2U7FL2Fxxxxxx_ProSite Flood F2_UL_Glass Clear_Asym_4000K_30klm_2 | 29600 | 200 | 148 | ProSite Flood F2, 29600 Lumens, 4000K-70CRI, Clear Glass Lens, Asymmetric
F2U74B2Fxxxxxx | F2U74B2Fxxxxxx_ProSite Flood F2_UL_Glass Clear_NEMA 4_5000K_30klm_1 | 30200 | 200 | 151 | ProSite Flood F2, 30200 Lumens, 5000K-70CRI, Clear Glass Lens, NEMA 4 (Medium 55°)
F2U74L2Fxxxxxx | F2U74L2Fxxxxxx_ProSite Flood F2_UL_Glass Clear_NEMA 4_4000K_30klm_2 | 30200 | 200 | 151 | ProSite Flood F2, 30200 Lumens, 4000K-70CRI, Clear Glass Lens, NEMA 4 (Medium 55°)
F2U76B2Fxxxxxx | F2U76B2Fxxxxxx_ProSite Flood F2_UL_Glass Clear_NEMA 6_5000K_30klm_1 | 30200 | 200 | 151 | ProSite Flood F2, 30200 Lumens, 5000K-70CRI, Clear Glass Lens, NEMA 6 (Wide 125°)
F2U76L2Fxxxxxx | F2U76L2Fxxxxxx_ProSite Flood F2_UL_Glass Clear_NEMA 6_4000K_30klm_2 | 30200 | 200 | 151 | ProSite Flood F2, 30200 Lumens, 4000K-70CRI, Clear Glass Lens, NEMA 6 (Wide 125°)
F2U76W2Fxxxxxx | F2U76W2Fxxxxxx_ProSite Flood F2_UL_Glass Clear_NEMA 6_2700K_30klm_1 | 23000 | 200 | 115 | ProSite Flood F2, 23000 Lumens, 2700K-80CRI, Clear Glass Lens, NEMA 6 (Wide 125°)
F2U77B2Fxxxxxx | F2U77B2Fxxxxxx_ProSite Flood F2_UL_Glass Clear_NEMA 7x6_5000K_30klm_1 | 30200 | 200 | 151 | ProSite Flood F2, 30200 Lumens, 5000K-70CRI, Clear Glass Lens, NEMA 7x6 (Very Wide 131° x 108°)
F2U77L2Fxxxxxx | F2U77L2Fxxxxxx_ProSite Flood F2_UL_Glass Clear_NEMA 7x6_4000K_30klm_2 | 30200 | 200 | 151 | ProSite Flood F2, 30200 Lumens, 4000K-70CRI, Clear Glass Lens, NEMA 7x6 (Very Wide 131° x 108°)
F2UN4B2Fxxxxxx | F2UN4B2Fxxxxxx_ProSite Flood F2_UL_PCOpticOnly_NEMA 4_5000K_30klm_1 | 32000 | 200 | 160 | ProSite Flood F2, 32000 Lumens, 5000K-70CRI, Polycarbonate Optic Only, NEMA 4 (Medium 55°)
F2UN4L2Fxxxxxx | F2UN4L2Fxxxxxx_ProSite Flood F2_UL_PCOpticOnly_NEMA 4_4000K_30klm_2 | 32000 | 200 | 160 | ProSite Flood F2, 32000 Lumens, 4000K-70CRI, Polycarbonate Optic Only, NEMA 4 (Medium 55°)
F2UN6B2Fxxxxxx | F2UN6B2Fxxxxxx_ProSite Flood F2_UL_PCOpticOnly_NEMA 6_5000K_30klm_1 | 32000 | 200 | 160 | ProSite Flood F2, 32000 Lumens, 5000K-70CRI, Polycarbonate Optic Only, NEMA 6 (Wide 125°)
F2UN6L2Fxxxxxx | F2UN6L2Fxxxxxx_ProSite Flood F2_UL_PCOpticOnly_NEMA 6_4000K_30klm_2 | 32000 | 200 | 160 | ProSite Flood F2, 32000 Lumens, 4000K-70CRI, Polycarbonate Optic Only, NEMA 6 (Wide 125°)
F2UN6W2Fxxxxxx | F2UN6W2Fxxxxxx _ProSite Flood F2_UL_PCOpticOnly_NEMA 6_2700K_30klm_1 | 24800 | 200 | 124 | ProSite Flood F2, 24800 Lumens, 2700K-80CRI, Polycarbonate Optic Only, NEMA 6 (Wide 125°)
F2UN7B2Fxxxxxx | F2UN7B2Fxxxxxx_ProSite Flood F2_UL_PCOpticOnly_NEMA 7x6_5000K_30klm_1 | 32000 | 200 | 160 | ProSite Flood F2, 32000 Lumens, 5000K-70CRI, Polycarbonate Optic Only, NEMA 7x6 (Very Wide 131° x 108°)
F2UN7L2Fxxxxxx | F2UN7L2Fxxxxxx_ProSite Flood F2_UL_PCOpticOnly_NEMA 7x6_4000K_30klm_2 | 32000 | 200 | 160 | ProSite Flood F2, 32000 Lumens, 4000K-70CRI, Polycarbonate Optic Only, NEMA 7x6 (Very Wide 131° x 108°)
CID2
F2D7FB2Fxxxxxx | F2D7FB2Fxxxxxx_ProSite Flood F2_C1D2_Glass Clear_Asym_5000K_30klm_1 | 29600 | 200 | 148 | ProSite Flood F2, 29600 Lumens, 5000K-70CRI, Clear Glass Lens, Asymmetric
F2D7FL2Fxxxxxx | F2D7FL2Fxxxxxx_ProSite Flood F2_C1D2_Glass Clear_Asym_4000K_30klm_2 | 29600 | 200 | 148 | ProSite Flood F2, 29600 Lumens, 4000K-70CRI, Clear Glass Lens, Asymmetric
F2D74B2Fxxxxxx | F2D74B2Fxxxxxx_ProSite Flood F2_C1D2_Glass Clear_NEMA 4_5000K_30klm_1 | 30200 | 200 | 151 | ProSite Flood F2, 30200 Lumens, 5000K-70CRI, Clear Glass Lens, NEMA 4 (Medium 55°)
F2D74L2Fxxxxxx | F2D74L2Fxxxxxx_ProSite Flood F2_C1D2_Glass Clear_NEMA 4_4000K_30klm_2 | 30200 | 200 | 151 | ProSite Flood F2, 30200 Lumens, 4000K-70CRI, Clear Glass Lens, NEMA 4 (Medium 55°)
F2D76B2Fxxxxxx | F2D76B2Fxxxxxx_ProSite Flood F2_C1D2_Glass Clear_NEMA 6_5000K_30klm_1 | 30200 | 200 | 151 | ProSite Flood F2, 30200 Lumens, 5000K-70CRI, Clear Glass Lens, NEMA 6 (Wide 125°)
F2D76L2Fxxxxxx | F2D76L2Fxxxxxx_ProSite Flood F2_C1D2_Glass Clear_NEMA 6_4000K_30klm_2 | 30200 | 200 | 151 | ProSite Flood F2, 30200 Lumens, 4000K-70CRI, Clear Glass Lens, NEMA 6 (Wide 125°)
F2D76W2Fxxxxxx | F2D76W2Fxxxxxx_ProSite Flood F2_C1D2_Glass Clear_NEMA 6_2700K_30klm_1 | 23000 | 200 | 115 | ProSite Flood F2, 23000 Lumens, 2700K-80CRI, Clear Glass Lens, NEMA 6 (Wide 125°)
F2D77B2Fxxxxxx | F2D77B2Fxxxxxx_ProSite Flood F2_C1D2_Glass Clear_NEMA 7x6_5000K_30klm_1 | 30200 | 200 | 151 | ProSite Flood F2, 30200 Lumens, 5000K-70CRI, Clear Glass Lens, NEMA 7x6 (Very Wide 131° x 108°)
F2D77L2Fxxxxxx | F2D77L2Fxxxxxx_ProSite Flood F2_C1D2_Glass Clear_NEMA 7x6_4000K_30klm_2 | 30200 | 200 | 151 | ProSite Flood F2, 30200 Lumens, 4000K-70CRI, Clear Glass Lens, NEMA 7x6 (Very Wide 131° x 108°)
CIID1
F2F7FB2Fxxxxxx | F2F7FB2Fxxxxxx_ProSite Flood F2_C2D1_Glass Clear_Asym_5000K_30klm_1 | 29600 | 200 | 148 | ProSite Flood F2, 29600 Lumens, 5000K-70CRI, Clear Glass Lens, Asymmetric
F2F7FL2Fxxxxxx | F2F7FL2Fxxxxxx_ProSite Flood F2_C2D1_Glass Clear_Asym_4000K_30klm_2 | 29600 | 200 | 148 | ProSite Flood F2, 29600 Lumens, 4000K-70CRI, Clear Glass Lens, Asymmetric
F2F74B2Fxxxxxx | F2F74B2Fxxxxxx_ProSite Flood F2_C2D1_Glass Clear_NEMA 4_5000K_30klm_1 | 30200 | 200 | 151 | ProSite Flood F2, 30200 Lumens, 5000K-70CRI, Clear Glass Lens, NEMA 4 (Medium 55°)
F2F74L2Fxxxxxx | F2F74L2Fxxxxxx_ProSite Flood F2_C2D1_Glass Clear_NEMA 4_4000K_30klm_2 | 30200 | 200 | 151 | ProSite Flood F2, 30200 Lumens, 4000K-70CRI, Clear Glass Lens, NEMA 4 (Medium 55°)
F2F76B2Fxxxxxx | F2F76B2Fxxxxxx_ProSite Flood F2_C2D1_Glass Clear_NEMA 6_5000K_30klm_1 | 30200 | 200 | 151 | ProSite Flood F2, 30200 Lumens, 5000K-70CRI, Clear Glass Lens, NEMA 6 (Wide 125°)
F2F76L2Fxxxxxx | F2F76L2Fxxxxxx_ProSite Flood F2_C2D1_Glass Clear_NEMA 6_4000K_30klm_2 | 30200 | 200 | 151 | ProSite Flood F2, 30200 Lumens, 4000K-70CRI, Clear Glass Lens, NEMA 6 (Wide 125°)
F2F76W2Fxxxxxx | F2F76W2Fxxxxxx_ProSite Flood F2_C2D1_Glass Clear_NEMA 6_2700K_30klm_1 | 23000 | 200 | 115 | ProSite Flood F2, 23000 Lumens, 2700K-80CRI, Clear Glass Lens, NEMA 6 (Wide 125°)
F2F77B2Fxxxxxx | F2F77B2Fxxxxxx_ProSite Flood F2_C2D1_Glass Clear_NEMA 7x6_5000K_30klm_1 | 30200 | 200 | 151 | ProSite Flood F2, 30200 Lumens, 5000K-70CRI, Clear Glass Lens, NEMA 7x6 (Very Wide 131° x 108°)
F2F77L2Fxxxxxx | F2F77L2Fxxxxxx_ProSite Flood F2_C2D1_Glass Clear_NEMA 7x6_4000K_30klm_2 | 30200 | 200 | 151 | ProSite Flood F2, 30200 Lumens, 4000K-70CRI, Clear Glass Lens, NEMA 7x6 (Very Wide 131° x 108°)

## 36klm UL IES Files
Part Number | IES File Label | Lumens | Wattage | Efficacy | LUMINAIRE LABEL
UL1598/A
F2U7FB2Hxxxxxx | F2U7FB2Hxxxxxx_ProSite Flood F2_UL_Glass Clear_Asym_5000K_36klm_1 | 34700 | 234 | 148.2906 | ProSite Flood F2, 34700 Lumens, 5000K-70CRI, Clear Glass Lens, Asymmetric
F2U7FL2Hxxxxxx | F2U7FL2Hxxxxxx_ProSite Flood F2_UL_Glass Clear_Asym_4000K_36klm_2 | 34700 | 234 | 148.2906 | ProSite Flood F2, 34700 Lumens, 4000K-70CRI, Clear Glass Lens, Asymmetric
F2U74B2Hxxxxxx | F2U74B2Hxxxxxx_ProSite Flood F2_UL_Glass Clear_NEMA 4_5000K_36klm_1 | 35400 | 234 | 151.2821 | ProSite Flood F2, 35400 Lumens, 5000K-70CRI, Clear Glass Lens, NEMA 4 (Medium 55°)
F2U74L2Hxxxxxx | F2U74L2Hxxxxxx_ProSite Flood F2_UL_Glass Clear_NEMA 4_4000K_36klm_2 | 35400 | 234 | 151.2821 | ProSite Flood F2, 35400 Lumens, 4000K-70CRI, Clear Glass Lens, NEMA 4 (Medium 55°)
F2U76B2Hxxxxxx | F2U76B2Hxxxxxx_ProSite Flood F2_UL_Glass Clear_NEMA 6_5000K_36klm_1 | 35400 | 234 | 151.2821 | ProSite Flood F2, 35400 Lumens, 5000K-70CRI, Clear Glass Lens, NEMA 6 (Wide 125°)
F2U76L2Hxxxxxx | F2U76L2Hxxxxxx_ProSite Flood F2_UL_Glass Clear_NEMA 6_4000K_36klm_2 | 35400 | 234 | 151.2821 | ProSite Flood F2, 35400 Lumens, 4000K-70CRI, Clear Glass Lens, NEMA 6 (Wide 125°)
F2U76W2Hxxxxxx | F2U76W2Hxxxxxx_ProSite Flood F2_UL_Glass Clear_NEMA 6_2700K_36klm_1 | 27000 | 234 | 115.3846 | ProSite Flood F2, 27000 Lumens, 2700K-80CRI, Clear Glass Lens, NEMA 6 (Wide 125°)
F2U77B2Hxxxxxx | F2U77B2Hxxxxxx_ProSite Flood F2_UL_Glass Clear_NEMA 7x6_5000K_36klm_1 | 35400 | 234 | 151.2821 | ProSite Flood F2, 35400 Lumens, 5000K-70CRI, Clear Glass Lens, NEMA 7x6 (Very Wide 131° x 108°)
F2U77L2Hxxxxxx | F2U77L2Hxxxxxx_ProSite Flood F2_UL_Glass Clear_NEMA 7x6_4000K_36klm_2 | 35400 | 234 | 151.2821 | ProSite Flood F2, 35400 Lumens, 4000K-70CRI, Clear Glass Lens, NEMA 7x6 (Very Wide 131° x 108°)
F2UN4B2Hxxxxxx | F2UN4B2Hxxxxxx_ProSite Flood F2_UL_PCOpticOnly_NEMA 4_5000K_36klm_1 | 37500 | 234 | 160.2564 | ProSite Flood F2, 37500 Lumens, 5000K-70CRI, Polycarbonate Optic Only, NEMA 4 (Medium 55°)
F2UN4L2Hxxxxxx | F2UN4L2Hxxxxxx_ProSite Flood F2_UL_PCOpticOnly_NEMA 4_4000K_36klm_2 | 37500 | 234 | 160.2564 | ProSite Flood F2, 37500 Lumens, 4000K-70CRI, Polycarbonate Optic Only, NEMA 4 (Medium 55°)
F2UN6B2Hxxxxxx | F2UN6B2Hxxxxxx_ProSite Flood F2_UL_PCOpticOnly_NEMA 6_5000K_36klm_1 | 37500 | 234 | 160.2564 | ProSite Flood F2, 37500 Lumens, 5000K-70CRI, Polycarbonate Optic Only, NEMA 6 (Wide 125°)
F2UN6L2Hxxxxxx | F2UN6L2Hxxxxxx_ProSite Flood F2_UL_PCOpticOnly_NEMA 6_4000K_36klm_2 | 37500 | 234 | 160.2564 | ProSite Flood F2, 37500 Lumens, 4000K-70CRI, Polycarbonate Optic Only, NEMA 6 (Wide 125°)
F2UN6W2Hxxxxxx | F2UN6W2Hxxxxxx _ProSite Flood F2_UL_PCOpticOnly_NEMA 6_2700K_36klm_ | 29100 | 234 | 124.359 | ProSite Flood F2, 29100 Lumens, 2700K-80CRI, Polycarbonate Optic Only, NEMA 6 (Wide 125°)
F2UN7B2Hxxxxxx | F2UN7B2Hxxxxxx_ProSite Flood F2_UL_PCOpticOnly_NEMA 7x6_5000K_36klm_1 | 37500 | 234 | 160.2564 | ProSite Flood F2, 37500 Lumens, 5000K-70CRI, Polycarbonate Optic Only, NEMA 7x6 (Very Wide 131° x 108°)
F2UN7L2Hxxxxxx | F2UN7L2Hxxxxxx_ProSite Flood F2_UL_PCOpticOnly_NEMA 7x6_4000K_36klm_2 | 37500 | 234 | 160.2564 | ProSite Flood F2, 37500 Lumens, 4000K-70CRI, Polycarbonate Optic Only, NEMA 7x6 (Very Wide 131° x 108°)
F2UNJB8Hxxxxxx | F2UNJB8Hxxxxxx_ProSite Flood F2_UL_PCOpticOnly_AsymWide_5000K_36klm_1 | 34900 | 234 | 149.1453 | ProSite Flood F2, 34900 Lumens, 5000K-70CRI, Polycarbonate Optic Only, Asymetric Wide
F2UNJL8Hxxxxxx | F2UNJL8Hxxxxxx_ProSite Flood F2_UL_PCOpticOnly_AsymWide_4000K_36klm_1 | 34900 | 234 | 149.1453 | ProSite Flood F2, 34900 Lumens, 4000K-70CRI, Polycarbonate Optic Only, Asymetric Wide
F2UNJW8Hxxxxxx | F2UNJW8Hxxxxxx_ProSite Flood F2_UL_PCOpticOnly_AsymWide_2700K_36klm_1 | 26400 | 234 | 112.8205 | ProSite Flood F2, 26400 Lumens, 2700K-80CRI, Polycarbonate Optic Only, Asymetric Wide
CID2
F2D7FB2Hxxxxxx | F2D7FB2Hxxxxxx_ProSite Flood F2_C1D2_Glass Clear_Asym_5000K_36klm_1 | 34700 | 234 | 148.2906 | ProSite Flood F2, 34700 Lumens, 5000K-70CRI, Clear Glass Lens, Asymmetric
F2D7FL2Hxxxxxx | F2D7FL2Hxxxxxx_ProSite Flood F2_C1D2_Glass Clear_Asym_4000K_36klm_2 | 34700 | 234 | 148.2906 | ProSite Flood F2, 34700 Lumens, 4000K-70CRI, Clear Glass Lens, Asymmetric
F2D74B2Hxxxxxx | F2D74B2Hxxxxxx_ProSite Flood F2_C1D2_Glass Clear_NEMA 4_5000K_36klm_1 | 35400 | 234 | 151.2821 | ProSite Flood F2, 35400 Lumens, 5000K-70CRI, Clear Glass Lens, NEMA 4 (Medium 55°)
F2D74L2Hxxxxxx | F2D74L2Hxxxxxx_ProSite Flood F2_C1D2_Glass Clear_NEMA 4_4000K_36klm_2 | 35400 | 234 | 151.2821 | ProSite Flood F2, 35400 Lumens, 4000K-70CRI, Clear Glass Lens, NEMA 4 (Medium 55°)
F2D76B2Hxxxxxx | F2D76B2Hxxxxxx_ProSite Flood F2_C1D2_Glass Clear_NEMA 6_5000K_36klm_1 | 35400 | 234 | 151.2821 | ProSite Flood F2, 35400 Lumens, 5000K-70CRI, Clear Glass Lens, NEMA 6 (Wide 125°)
F2D76L2Hxxxxxx | F2D76L2Hxxxxxx_ProSite Flood F2_C1D2_Glass Clear_NEMA 6_4000K_36klm_2 | 35400 | 234 | 151.2821 | ProSite Flood F2, 35400 Lumens, 4000K-70CRI, Clear Glass Lens, NEMA 6 (Wide 125°)
F2D76W2Hxxxxxx | F2D76W2Hxxxxxx_ProSite Flood F2_C1D2_Glass Clear_NEMA 6_2700K_36klm_1 | 27000 | 234 | 115.3846 | ProSite Flood F2, 27000 Lumens, 2700K-80CRI, Clear Glass Lens, NEMA 6 (Wide 125°)
F2D77B2Hxxxxxx | F2D77B2Hxxxxxx_ProSite Flood F2_C1D2_Glass Clear_NEMA 7x6_5000K_36klm_1 | 35400 | 234 | 151.2821 | ProSite Flood F2, 35400 Lumens, 5000K-70CRI, Clear Glass Lens, NEMA 7x6 (Very Wide 131° x 108°)
F2D77L2Hxxxxxx | F2D77L2Hxxxxxx_ProSite Flood F2_C1D2_Glass Clear_NEMA 7x6_4000K_36klm_2 | 35400 | 234 | 151.2821 | ProSite Flood F2, 35400 Lumens, 4000K-70CRI, Clear Glass Lens, NEMA 7x6 (Very Wide 131° x 108°)
CIID1
F2F7FB2Hxxxxxx | F2F7FB2Hxxxxxx_ProSite Flood F2_C2D1_Glass Clear_Asym_5000K_36klm_1 | 34700 | 234 | 148.2906 | ProSite Flood F2, 34700 Lumens, 5000K-70CRI, Clear Glass Lens, Asymmetric
F2F7FL2Hxxxxxx | F2F7FL2Hxxxxxx_ProSite Flood F2_C2D1_Glass Clear_Asym_4000K_36klm_2 | 34700 | 234 | 148.2906 | ProSite Flood F2, 34700 Lumens, 4000K-70CRI, Clear Glass Lens, Asymmetric
F2F74B2Hxxxxxx | F2F74B2Hxxxxxx_ProSite Flood F2_C2D1_Glass Clear_NEMA 4_5000K_36klm_1 | 35400 | 234 | 151.2821 | ProSite Flood F2, 35400 Lumens, 5000K-70CRI, Clear Glass Lens, NEMA 4 (Medium 55°)
F2F74L2Hxxxxxx | F2F74L2Hxxxxxx_ProSite Flood F2_C2D1_Glass Clear_NEMA 4_4000K_36klm_2 | 35400 | 234 | 151.2821 | ProSite Flood F2, 35400 Lumens, 4000K-70CRI, Clear Glass Lens, NEMA 4 (Medium 55°)
F2F76B2Hxxxxxx | F2F76B2Hxxxxxx_ProSite Flood F2_C2D1_Glass Clear_NEMA 6_5000K_36klm_1 | 35400 | 234 | 151.2821 | ProSite Flood F2, 35400 Lumens, 5000K-70CRI, Clear Glass Lens, NEMA 6 (Wide 125°)
F2F76L2Hxxxxxx | F2F76L2Hxxxxxx_ProSite Flood F2_C2D1_Glass Clear_NEMA 6_4000K_36klm_2 | 35400 | 234 | 151.2821 | ProSite Flood F2, 35400 Lumens, 4000K-70CRI, Clear Glass Lens, NEMA 6 (Wide 125°)
F2F76W2Hxxxxxx | F2F76W2Hxxxxxx_ProSite Flood F2_C2D1_Glass Clear_NEMA 6_2700K_36klm_1 | 27000 | 234 | 115.3846 | ProSite Flood F2, 27000 Lumens, 2700K-80CRI, Clear Glass Lens, NEMA 6 (Wide 125°)
F2F77B2Hxxxxxx | F2F77B2Hxxxxxx_ProSite Flood F2_C2D1_Glass Clear_NEMA 7x6_5000K_36klm_1 | 35400 | 234 | 151.2821 | ProSite Flood F2, 35400 Lumens, 5000K-70CRI, Clear Glass Lens, NEMA 7x6 (Very Wide 131° x 108°)
F2F77L2Hxxxxxx | F2F77L2Hxxxxxx_ProSite Flood F2_C2D1_Glass Clear_NEMA 7x6_4000K_36klm_2 | 35400 | 234 | 151.2821 | ProSite Flood F2, 35400 Lumens, 4000K-70CRI, Clear Glass Lens, NEMA 7x6 (Very Wide 131° x 108°)

## 48klm UL IES Files
Part Number | IES File Label | Lumens | Wattage | Efficacy | LUMINAIRE LABEL
UL1589/A
F2U7FB2Lxxxxxx | F2U7FB2Lxxxxxx_ProSite Flood F2_UL_Glass Clear_Asym_5000K_48klm_1 | 47200 | 346 | 136.4162 | ProSite Flood F2, 47200 Lumens, 5000K-70CRI, Clear Glass Lens, Asymmetric
F2U7FL2Lxxxxxx | F2U7FL2Lxxxxxx_ProSite Flood F2_UL_Glass Clear_Asym_4000K_48klm_2 | 47200 | 346 | 136.4162 | ProSite Flood F2, 47200 Lumens, 4000K-70CRI, Clear Glass Lens, Asymmetric
F2U74B2Lxxxxxx | F2U74B2Lxxxxxx_ProSite Flood F2_UL_Glass Clear_NEMA 4_5000K_48klm_1 | 48200 | 346 | 139.3064 | ProSite Flood F2, 48200 Lumens, 5000K-70CRI, Clear Glass Lens, NEMA 4 (Medium 55°)
F2U74L2Lxxxxxx | F2U74L2Lxxxxxx_ProSite Flood F2_UL_Glass Clear_NEMA 4_4000K_48klm_2 | 48200 | 346 | 139.3064 | ProSite Flood F2, 48200 Lumens, 4000K-70CRI, Clear Glass Lens, NEMA 4 (Medium 55°)
F2U76B2Lxxxxxx | F2U76B2Lxxxxxx_ProSite Flood F2_UL_Glass Clear_NEMA 6_5000K_48klm_1 | 48200 | 346 | 139.3064 | ProSite Flood F2, 48200 Lumens, 5000K-70CRI, Clear Glass Lens, NEMA 6 (Wide 125°)
F2U76L2Lxxxxxx | F2U76L2Lxxxxxx_ProSite Flood F2_UL_Glass Clear_NEMA 6_4000K_48klm_2 | 48200 | 346 | 139.3064 | ProSite Flood F2, 48200 Lumens, 4000K-70CRI, Clear Glass Lens, NEMA 6 (Wide 125°)
F2U76W2Lxxxxxx | F2U76W2Lxxxxxx_ProSite Flood F2_UL_Glass Clear_NEMA 6_2700K_48klm_1 | 36700 | 346 | 106.0694 | ProSite Flood F2, 36700 Lumens, 2700K-80CRI, Clear Glass Lens, NEMA 6 (Wide 125°)
F2U77B2Lxxxxxx | F2U77B2Lxxxxxx_ProSite Flood F2_UL_Glass Clear_NEMA 7x6_5000K_48klm_1 | 48200 | 346 | 139.3064 | ProSite Flood F2, 48200 Lumens, 5000K-70CRI, Clear Glass Lens, NEMA 7x6 (Very Wide 131° x 108°)
F2U77L2Lxxxxxx | F2U77L2Lxxxxxx_ProSite Flood F2_UL_Glass Clear_NEMA 7x6_4000K_48klm_2 | 48200 | 346 | 139.3064 | ProSite Flood F2, 48200 Lumens, 4000K-70CRI, Clear Glass Lens, NEMA 7x6 (Very Wide 131° x 108°)
F2UN4B2Lxxxxxx | F2UN4B2Lxxxxxx_ProSite Flood F2_UL_PCOpticOnly_NEMA 4_5000K_48klm_1 | 51000 | 346 | 147.3988 | ProSite Flood F2, 51000 Lumens, 5000K-70CRI, Polycarbonate Optic Only, NEMA 4 (Medium 55°)
F2UN4L2Lxxxxxx | F2UN4L2Lxxxxxx_ProSite Flood F2_UL_PCOpticOnly_NEMA 4_4000K_48klm_2 | 51000 | 346 | 147.3988 | ProSite Flood F2, 51000 Lumens, 4000K-70CRI, Polycarbonate Optic Only, NEMA 4 (Medium 55°)
F2UN6B2Lxxxxxx | F2UN6B2Lxxxxxx_ProSite Flood F2_UL_PCOpticOnly_NEMA 6_5000K_48klm_1 | 51000 | 346 | 147.3988 | ProSite Flood F2, 51000 Lumens, 5000K-70CRI, Polycarbonate Optic Only, NEMA 6 (Wide 125°)
F2UN6L2Lxxxxxx | F2UN6L2Lxxxxxx_ProSite Flood F2_UL_PCOpticOnly_NEMA 6_4000K_48klm_2 | 51000 | 346 | 147.3988 | ProSite Flood F2, 51000 Lumens, 4000K-70CRI, Polycarbonate Optic Only, NEMA 6 (Wide 125°)
F2UN6W2Lxxxxxx | F2UN6W2Lxxxxxx _ProSite Flood F2_UL_PCOpticOnly_NEMA 6_2700K_48klm_1 | 39500 | 346 | 114.1618 | ProSite Flood F2, 39500 Lumens, 2700K-80CRI, Polycarbonate Optic Only, NEMA 6 (Wide 125°)
F2UN7B2Lxxxxxx | F2UN7B2Lxxxxxx_ProSite Flood F2_UL_PCOpticOnly_NEMA 7x6_5000K_48klm_1 | 51000 | 346 | 147.3988 | ProSite Flood F2, 51000 Lumens, 5000K-70CRI, Polycarbonate Optic Only, NEMA 7x6 (Very Wide 131° x 108°)
F2UN7L2Lxxxxxx | F2UN7L2Lxxxxxx_ProSite Flood F2_UL_PCOpticOnly_NEMA 7x6_4000K_48klm_2 | 51000 | 346 | 147.3988 | ProSite Flood F2, 51000 Lumens, 4000K-70CRI, Polycarbonate Optic Only, NEMA 7x6 (Very Wide 131° x 108°)
F2UNJB8Lxxxxxx | F2UNJB8Lxxxxxx_ProSite Flood F2_UL_PCOpticOnly_AsymWide_5000K_48klm_1 | 47400 | 346 | 136.9942 | ProSite Flood F2, 47400 Lumens, 5000K-70CRI, Polycarbonate Optic Only, Asymetric Wide
F2UNJL8Lxxxxxx | F2UNJL8Lxxxxxx_ProSite Flood F2_UL_PCOpticOnly_AsymWide_4000K_48klm_1 | 47400 | 346 | 136.9942 | ProSite Flood F2, 47400 Lumens, 4000K-70CRI, Polycarbonate Optic Only, Asymetric Wide
F2UNJW8Lxxxxxx | F2UNJW8Lxxxxxx_ProSite Flood F2_UL_PCOpticOnly_AsymWide_2700K_48klm_1 | 36000 | 346 | 104.0462 | ProSite Flood F2, 36000 Lumens, 2700K-80CRI, Polycarbonate Optic Only, Asymetric Wide
C2D1
F2D7FB2Lxxxxxx | F2D7FB2Lxxxxxx_ProSite Flood F2_C1D2_Glass Clear_Asym_5000K_48klm_1 | 47200 | 346 | 136.4162 | ProSite Flood F2, 47200 Lumens, 5000K-70CRI, Clear Glass Lens, Asymmetric
F2D7FL2Lxxxxxx | F2D7FL2Lxxxxxx_ProSite Flood F2_C1D2_Glass Clear_Asym_4000K_48klm_2 | 47200 | 346 | 136.4162 | ProSite Flood F2, 47200 Lumens, 4000K-70CRI, Clear Glass Lens, Asymmetric
F2D74B2Lxxxxxx | F2D74B2Lxxxxxx_ProSite Flood F2_C1D2_Glass Clear_NEMA 4_5000K_48klm_1 | 48200 | 346 | 139.3064 | ProSite Flood F2, 48200 Lumens, 5000K-70CRI, Clear Glass Lens, NEMA 4 (Medium 55°)
F2D74L2Lxxxxxx | F2D74L2Lxxxxxx_ProSite Flood F2_C1D2_Glass Clear_NEMA 4_4000K_48klm_2 | 48200 | 346 | 139.3064 | ProSite Flood F2, 48200 Lumens, 4000K-70CRI, Clear Glass Lens, NEMA 4 (Medium 55°)
F2D76B2Lxxxxxx | F2D76B2Lxxxxxx_ProSite Flood F2_C1D2_Glass Clear_NEMA 6_5000K_48klm_1 | 48200 | 346 | 139.3064 | ProSite Flood F2, 48200 Lumens, 5000K-70CRI, Clear Glass Lens, NEMA 6 (Wide 125°)
F2D76L2Lxxxxxx | F2D76L2Lxxxxxx_ProSite Flood F2_C1D2_Glass Clear_NEMA 6_4000K_48klm_2 | 48200 | 346 | 139.3064 | ProSite Flood F2, 48200 Lumens, 4000K-70CRI, Clear Glass Lens, NEMA 6 (Wide 125°)
F2D76W2Lxxxxxx | F2D76W2Lxxxxxx_ProSite Flood F2_C1D2_Glass Clear_NEMA 6_2700K_48klm_1 | 36700 | 346 | 106.0694 | ProSite Flood F2, 36700 Lumens, 2700K-80CRI, Clear Glass Lens, NEMA 6 (Wide 125°)
F2D77B2Lxxxxxx | F2D77B2Lxxxxxx_ProSite Flood F2_C1D2_Glass Clear_NEMA 7x6_5000K_48klm_1 | 48200 | 346 | 139.3064 | ProSite Flood F2, 48200 Lumens, 5000K-70CRI, Clear Glass Lens, NEMA 7x6 (Very Wide 131° x 108°)
F2D77L2Lxxxxxx | F2D77L2Lxxxxxx_ProSite Flood F2_C1D2_Glass Clear_NEMA 7x6_4000K_48klm_2 | 48200 | 346 | 139.3064 | ProSite Flood F2, 48200 Lumens, 4000K-70CRI, Clear Glass Lens, NEMA 7x6 (Very Wide 131° x 108°)

## 60klm UL IES Files
Part Number | IES File Label | Lumens | Wattage | Efficacy | LUMINAIRE LABEL
UL1589/A
F2U7FB2Nxxxxxx | F2U7FB2Nxxxxxx_ProSite Flood F2_UL_Glass Clear_Asym_5000K_60klm_1 | 60100 | 484 | 124.1736 | ProSite Flood F2, 60100 Lumens, 5000K-70CRI, Clear Glass Lens, Asymmetric
F2U7FL2Nxxxxxx | F2U7FL2Nxxxxxx_ProSite Flood F2_UL_Glass Clear_Asym_4000K_60klm_2 | 60100 | 484 | 124.1736 | ProSite Flood F2, 60100 Lumens, 4000K-70CRI, Clear Glass Lens, Asymmetric
F2U7FU2Nxxxxxx | F2U7FU2Nxxxxxx_ProSite Flood F2_UL_Glass Clear_Asym_2200K_60klm_1 | 46500 | 484 | 96.0744 | ProSite Flood F2, 46500 Lumens, 2200K-70CRI, Clear Glass Lens, Asymmetric
F2U7FW2Nxxxxxx | F2U7FW2Nxxxxxx_ProSite Flood F2_UL_Glass Clear_Asym_2700K_60klm_1 | 45500 | 484 | 94.0083 | ProSite Flood F2, 45500 Lumens, 2700K-80CRI, Clear Glass Lens, Asymmetric
F2U44B2Nxxxxxx | F2U44B2Nxxxxxx_ProSite Flood F2_UL_PC Clear_NEMA 4_5000K_60klm_1 | 57900 | 484 | 119.6281 | ProSite Flood F2, 57900 Lumens, 5000K-70CRI, Clear Polycarbonate Lens, NEMA 4 (Medium 55°)
F2U44L2Nxxxxxx | F2U44L2Nxxxxxx_ProSite Flood F2_UL_PC Clear_NEMA 4_4000K_60klm_2 | 57900 | 484 | 119.6281 | ProSite Flood F2, 57900 Lumens, 4000K-70CRI, Clear Polycarbonate Lens, NEMA 4 (Medium 55°)
F2U46B2Nxxxxxx | F2U46B2Nxxxxxx _ProSite Flood F2_UL_PC Clear_NEMA 6_5000K_60klm_1 | 57900 | 484 | 119.6281 | ProSite Flood F2, 57900 Lumens, 5000K-70CRI, Clear Polycarbonate Lens, NEMA 6 (Wide 125°)
F2U46L2Nxxxxxx | F2U46L2Nxxxxxx _ProSite Flood F2_UL_PC Clear_NEMA 6_4000K_60klm_2 | 57900 | 484 | 119.6281 | ProSite Flood F2, 57900 Lumens, 4000K-70CRI, Clear Polycarbonate Lens, NEMA 6 (Wide 125°)
F2U47B2Nxxxxxx | F2U47B2Nxxxxxx_ProSite Flood F2_UL_PC Clear_NEMA 7x6_5000K_60klm_1 | 57900 | 484 | 119.6281 | ProSite Flood F2, 57900 Lumens, 5000K-70CRI, Clear Polycarbonate Lens, NEMA 7x6 (Very Wide 131° x 108°)
F2U47L2Nxxxxxx | F2U47L2Nxxxxxx_ProSite Flood F2_UL_PC Clear_NEMA 7x6_4000K_60klm_2 | 57900 | 484 | 119.6281 | ProSite Flood F2, 57900 Lumens, 4000K-70CRI, Clear Polycarbonate Lens, NEMA 7x6 (Very Wide 131° x 108°)
F2U47W2Nxxxxxx | F2U47W2Nxxxxxx_ProSite Flood F2_UL_PC Clear_NEMA 7x6_2700K_60klm_2 | 43200 | 484 | 89.2562 | ProSite Flood F2, 43200 Lumens, 2700K-80CRI, Clear Polycarbonate Lens, NEMA 7x6 (Very Wide 131° x 108°)
F2U74B2Nxxxxxx | F2U74B2Nxxxxxx_ProSite Flood F2_UL_Glass Clear_NEMA 4_5000K_60klm_1 | 61400 | 484 | 126.8595 | ProSite Flood F2, 61400 Lumens, 5000K-70CRI, Clear Glass Lens, NEMA 4 (Medium 55°)
F2U74L2Nxxxxxx | F2U74L2Nxxxxxx_ProSite Flood F2_UL_Glass Clear_NEMA 4_4000K_60klm_2 | 61400 | 484 | 126.8595 | ProSite Flood F2, 61400 Lumens, 4000K-70CRI, Clear Glass Lens, NEMA 4 (Medium 55°)
F2U76B2Nxxxxxx | F2U76B2Nxxxxxx_ProSite Flood F2_UL_Glass Clear_NEMA 6_5000K_60klm_1 | 61400 | 484 | 126.8595 | ProSite Flood F2, 61400 Lumens, 5000K-70CRI, Clear Glass Lens, NEMA 6 (Wide 125°)
F2U76L2Nxxxxxx | F2U76L2Nxxxxxx_ProSite Flood F2_UL_Glass Clear_NEMA 6_4000K_60klm_2 | 61400 | 484 | 126.8595 | ProSite Flood F2, 61400 Lumens, 4000K-70CRI, Clear Glass Lens, NEMA 6 (Wide 125°)
F2U76W2Nxxxxxx | F2U76W2Nxxxxxx_ProSite Flood F2_UL_Glass Clear_NEMA 6_2700K_60klm_1 | 46800 | 484 | 96.6942 | ProSite Flood F2, 46800 Lumens, 2700K-80CRI, Clear Glass Lens, NEMA 6 (Wide 125°)
F2U77B2Nxxxxxx | F2U77B2Nxxxxxx_ProSite Flood F2_UL_Glass Clear_NEMA 7x6_5000K_60klm_1 | 61400 | 484 | 126.8595 | ProSite Flood F2, 61400 Lumens, 5000K-70CRI, Clear Glass Lens, NEMA 7x6 (Very Wide 131° x 108°)
F2U77L2Nxxxxxx | F2U77L2Nxxxxxx_ProSite Flood F2_UL_Glass Clear_NEMA 7x6_4000K_60klm_2 | 61400 | 484 | 126.8595 | ProSite Flood F2, 61400 Lumens, 4000K-70CRI, Clear Glass Lens, NEMA 7x6 (Very Wide 131° x 108°)
F2UN4B2Nxxxxxx | F2UN4B2Nxxxxxx _ProSite Flood F2_UL_PCOpticOnly_NEMA 4_5000K_60klm_2 | 65000 | 484 | 134.2975 | ProSite Flood F2, 65000 Lumens, 5000K-70CRI, Polycarbonate Optic Only, NEMA 4 (Medium 55°)
F2UN4L2Nxxxxxx | F2UN4L2Nxxxxxx _ProSite Flood F2_UL_PCOpticOnly_NEMA 4_4000K_60klm_1 | 65000 | 484 | 134.2975 | ProSite Flood F2, 65000 Lumens, 4000K-70CRI, Polycarbonate Optic Only, NEMA 4 (Medium 55°)
F2UN6B2Nxxxxxx | F2UN6B2Nxxxxxx_ProSite Flood F2_UL_PCOpticOnly_NEMA 6_5000K_60klm_1 | 65000 | 484 | 134.2975 | ProSite Flood F2, 65000 Lumens, 5000K-70CRI, Polycarbonate Optic Only, NEMA 6 (Wide 125°)
F2UN6L2Nxxxxxx | F2UN6L2Nxxxxxx_ProSite Flood F2_UL_PCOpticOnly_NEMA 6_4000K_60klm_2 | 65000 | 484 | 134.2975 | ProSite Flood F2, 65000 Lumens, 4000K-70CRI, Polycarbonate Optic Only, NEMA 6 (Wide 125°)
F2UN6U2Nxxxxxx | F2UN6U2Nxxxxxx_ProSite Flood F2_UL_PCOpticOnly_NEMA 6_2200K_60klm_1 | 51400 | 484 | 106.1983 | ProSite Flood F2, 51400 Lumens, 2200K-70CRI, Polycarbonate Optic Only, NEMA 6 (Wide 125°)
F2UN6W2Nxxxxxx | F2UN6W2Nxxxxxx _ProSite Flood F2_UL_PCOpticOnly_NEMA 6_2700K_60klm_1 | 50400 | 484 | 104.1322 | ProSite Flood F2, 50400 Lumens, 2700K-80CRI, Polycarbonate Optic Only, NEMA 6 (Wide 125°)
F2UN7B5Nxxxxxx | F2UN7B5Nxxxxxx_ProSite Flood F2_UL_PCOpticOnly_NEMA 7x6_5000K_60klm_1 | 65000 | 499 | 130.2605 | ProSite Flood F2, 65000 Lumens, 5000K-70CRI, Polycarbonate Optic Only, NEMA 7x6 (Very Wide 131° x 108°)
F2UN7L5Nxxxxxx | F2UN7L5Nxxxxxx_ProSite Flood F2_UL_PCOpticOnly_NEMA 7x6_4000K_60klm_2 | 65000 | 499 | 130.2605 | ProSite Flood F2, 65000 Lumens, 4000K-70CRI, Polycarbonate Optic Only, NEMA 7x6 (Very Wide 131° x 108°)
F2UNJB8Nxxxxxx | F2UNJB8Nxxxxxx_ProSite Flood F2_UL_PCOpticOnly_AsymWide_5000K_60klm_1 | 60500 | 484 | 125 | ProSite Flood F2, 60500 Lumens, 5000K-70CRI, Polycarbonate Optic Only, Asymetric Wide
F2UNJL8Nxxxxxx | F2UNJL8Nxxxxxx_ProSite Flood F2_UL_PCOpticOnly_AsymWide_4000K_60klm_1 | 60500 | 484 | 125 | ProSite Flood F2, 60500 Lumens, 4000K-70CRI, Polycarbonate Optic Only, Asymetric Wide
F2UNJW8Nxxxxxx | F2UNJW8Nxxxxxx_ProSite Flood F2_UL_PCOpticOnly_AsymWide_2700K_60klm_1 | 45800 | 484 | 94.6281 | ProSite Flood F2, 45800 Lumens, 2700K-80CRI, Polycarbonate Optic Only, Asymetric Wide
C2D1
F2D7FB2Nxxxxxx | F2D7FB2Nxxxxxx_ProSite Flood F2_C1D2_Glass Clear_Asym_5000K_60klm_1 | 60100 | 484 | 124.1736 | ProSite Flood F2, 60100 Lumens, 5000K-70CRI, Clear Glass Lens, Asymmetric
F2D7FL2Nxxxxxx | F2D7FL2Nxxxxxx_ProSite Flood F2_C1D2_Glass Clear_Asym_4000K_60klm_2 | 60100 | 484 | 124.1736 | ProSite Flood F2, 60100 Lumens, 4000K-70CRI, Clear Glass Lens, Asymmetric
F2D7FU2Nxxxxxx | F2D7FU2Nxxxxxx_ProSite Flood F2_C1D2_Glass Clear_Asym_2200K_60klm_1 | 46500 | 484 | 96.0744 | ProSite Flood F2, 46500 Lumens, 2200K-70CRI, Clear Glass Lens, Asymmetric
F2D7FW2Nxxxxxx | F2D7FW2Nxxxxxx_ProSite Flood F2_C1D2_Glass Clear_Asym_2700K_60klm_1 | 45500 | 484 | 94.0083 | ProSite Flood F2, 45500 Lumens, 2700K-80CRI, Clear Glass Lens, Asymmetric
F2D44B2Nxxxxxx | F2D44B2Nxxxxxx_ProSite Flood F2_C1D2_PC Clear_NEMA 4_5000K_60klm_1 | 57900 | 484 | 119.6281 | ProSite Flood F2, 57900 Lumens, 5000K-70CRI, Clear Polycarbonate Lens, NEMA 4 (Medium 55°)
F2D44L2Nxxxxxx | F2D44L2Nxxxxxx_ProSite Flood F2_C1D2_PC Clear_NEMA 4_4000K_60klm_2 | 57900 | 484 | 119.6281 | ProSite Flood F2, 57900 Lumens, 4000K-70CRI, Clear Polycarbonate Lens, NEMA 4 (Medium 55°)
F2D46B2Nxxxxxx | F2D46B2Nxxxxxx _ProSite Flood F2_C1D2_PC Clear_NEMA 6_5000K_60klm_1 | 57900 | 484 | 119.6281 | ProSite Flood F2, 57900 Lumens, 5000K-70CRI, Clear Polycarbonate Lens, NEMA 6 (Wide 125°)
F2D46L2Nxxxxxx | F2D46L2Nxxxxxx _ProSite Flood F2_C1D2_PC Clear_NEMA 6_4000K_60klm_2 | 57900 | 484 | 119.6281 | ProSite Flood F2, 57900 Lumens, 4000K-70CRI, Clear Polycarbonate Lens, NEMA 6 (Wide 125°)
F2D47B2Nxxxxxx | F2D47B2Nxxxxxx_ProSite Flood F2_C1D2_PC Clear_NEMA 7x6_5000K_60klm_1 | 57900 | 484 | 119.6281 | ProSite Flood F2, 57900 Lumens, 5000K-70CRI, Clear Polycarbonate Lens, NEMA 7x6 (Very Wide 131° x 108°)
F2D47L2Nxxxxxx | F2D47L2Nxxxxxx_ProSite Flood F2_C1D2_PC Clear_NEMA 7x6_4000K_60klm_2 | 57900 | 484 | 119.6281 | ProSite Flood F2, 57900 Lumens, 4000K-70CRI, Clear Polycarbonate Lens, NEMA 7x6 (Very Wide 131° x 108°)
F2D47W2Nxxxxxx | F2D47W2Nxxxxxx_ProSite Flood F2_C1D2_PC Clear_NEMA 7x6_2700K_60klm_2 | 43200 | 484 | 89.2562 | ProSite Flood F2, 43200 Lumens, 2700K-80CRI, Clear Polycarbonate Lens, NEMA 7x6 (Very Wide 131° x 108°)
F2D74B2Nxxxxxx | F2D74B2Nxxxxxx_ProSite Flood F2_C1D2_Glass Clear_NEMA 4_5000K_60klm_1 | 61400 | 484 | 126.8595 | ProSite Flood F2, 61400 Lumens, 5000K-70CRI, Clear Glass Lens, NEMA 4 (Medium 55°)
F2D74L2Nxxxxxx | F2D74L2Nxxxxxx_ProSite Flood F2_C1D2_Glass Clear_NEMA 4_4000K_60klm_2 | 61400 | 484 | 126.8595 | ProSite Flood F2, 61400 Lumens, 4000K-70CRI, Clear Glass Lens, NEMA 4 (Medium 55°)
F2D76B2Nxxxxxx | F2D76B2Nxxxxxx_ProSite Flood F2_C1D2_Glass Clear_NEMA 6_5000K_60klm_1 | 61400 | 484 | 126.8595 | ProSite Flood F2, 61400 Lumens, 5000K-70CRI, Clear Glass Lens, NEMA 6 (Wide 125°)
F2D76L2Nxxxxxx | F2D76L2Nxxxxxx_ProSite Flood F2_C1D2_Glass Clear_NEMA 6_4000K_60klm_2 | 61400 | 484 | 126.8595 | ProSite Flood F2, 61400 Lumens, 4000K-70CRI, Clear Glass Lens, NEMA 6 (Wide 125°)
F2D76W2Nxxxxxx | F2D76W2Nxxxxxx_ProSite Flood F2_C1D2_Glass Clear_NEMA 6_2700K_60klm_1 | 46800 | 484 | 96.6942 | ProSite Flood F2, 46800 Lumens, 2700K-80CRI, Clear Glass Lens, NEMA 6 (Wide 125°)
F2D77B2Nxxxxxx | F2D77B2Nxxxxxx_ProSite Flood F2_C1D2_Glass Clear_NEMA 7x6_5000K_60klm_1 | 61400 | 484 | 126.8595 | ProSite Flood F2, 61400 Lumens, 5000K-70CRI, Clear Glass Lens, NEMA 7x6 (Very Wide 131° x 108°)
F2D77L2Nxxxxxx | F2D77L2Nxxxxxx_ProSite Flood F2_C1D2_Glass Clear_NEMA 7x6_4000K_60klm_2 | 61400 | 484 | 126.8595 | ProSite Flood F2, 61400 Lumens, 4000K-70CRI, Clear Glass Lens, NEMA 7x6 (Very Wide 131° x 108°)

## 12klm CE IES Files
Part Number | IES File Label | Lumens | Wattage | Efficacy | LUMINAIRE LABEL
CE/RCM
F1E4FB2Bxxxxxx | F1E4FB2Bxxxxxx_ProSite Flood F1_CE_PC Clear_Asym_5000K_12klm_1 | 11500 | 81 | 141.9753 | ProSite Flood F1, 11500 Lumens, 5000K-70CRI, Clear Polycarbonate Lens, Asymmetric
F1E4FL2Bxxxxxx | F1E4FL2Bxxxxxx_ProSite Flood F1_CE_PC Clear_Asym_4000K_12klm_2 | 11500 | 81 | 141.9753 | ProSite Flood F1, 11500 Lumens, 4000K-70CRI, Clear Polycarbonate Lens, Asymmetric
F1E7FA2Bxxxxxx | F1E7FA2Bxxxxxx _ProSite Flood F1_CE_Glass Clear_Asym_Amber_12klm_1 | 11600 | 226 | 51.3274 | ProSite Flood F1, 11600 Lumens, Amber, Clear Glass Lens, Asymmetric
F1E7FB2Bxxxxxx | F1E7FB2Bxxxxxx_ProSite Flood F1_CE_Glass Clear_Asym_5000K_12klm_1 | 12200 | 81 | 150.6173 | ProSite Flood F1, 12200 Lumens, 5000K-70CRI, Clear Glass Lens, Asymmetric
F1E7FL2Bxxxxxx | F1E7FL2Bxxxxxx_ProSite Flood F1_CE_Glass Clear_Asym_4000K_12klm_2 | 12200 | 81 | 150.6173 | ProSite Flood F1, 12200 Lumens, 4000K-70CRI, Clear Glass Lens, Asymmetric
F1E7FW2Bxxxxxx | F1E7FW2Bxxxxxx_ProSite Flood F1_CE_Glass Clear_Asym_2700K_12klm_1 | 9200 | 81 | 113.5802 | ProSite Flood F1, 9200 Lumens, 2700K-80CRI, Clear Glass Lens, Asymmetric
F1E46B2Bxxxxxx | F1E46B2Bxxxxxx_ProSite Flood F1_CE_PC Clear_Wide_5000K_12klm_1 | 11700 | 81 | 144.4444 | ProSite Flood F1, 11700 Lumens, 5000K-70CRI, Clear Polycarbonate Lens, NEMA 6 (Wide 125°)
F1E46L2Bxxxxxx | F1E46L2Bxxxxxx_ProSite Flood F1_CE_PC Clear_Wide_4000K_12klm_2 | 11700 | 81 | 144.4444 | ProSite Flood F1, 11700 Lumens, 4000K-70CRI, Clear Polycarbonate Lens, NEMA 6 (Wide 125°)
F1E46W2Bxxxxxx | F1E46W2Bxxxxxx_ProSite Flood F1_CE_PC Clear_Wide_2700K_12klm_1 | 8800 | 81 | 108.642 | ProSite Flood F1, 8800 Lumens, 2700K-80CRI, Clear Polycarbonate Lens, NEMA 6 (Wide 125°)
F1E47B2Bxxxxxx | F1E47B2Bxxxxxx_ProSite Flood F1_CE_PC Clear_VeryWide_5000K_12klm_1 | 11700 | 81 | 144.4444 | ProSite Flood F1, 11700 Lumens, 5000K-70CRI, Clear Polycarbonate Lens, NEMA 7x6 (Very Wide 131° x 108°)
F1E47L2Bxxxxxx | F1E47L2Bxxxxxx_ProSite Flood F1_CE_PC Clear_VeryWide_4000K_12klm_2 | 11700 | 81 | 144.4444 | ProSite Flood F1, 11700 Lumens, 4000K-70CRI, Clear Polycarbonate Lens, NEMA 7x6 (Very Wide 131° x 108°)
F1E76B2Bxxxxxx | F1E76B2Bxxxxxx_ProSite Flood F1_CE_Glass Clear_Wide_5000K_12klm_1 | 12500 | 81 | 154.321 | ProSite Flood F1, 12500 Lumens, 5000K-70CRI, Clear Glass Lens, NEMA 6 (Wide 125°)
F1E76L2Bxxxxxx | F1E76L2Bxxxxxx_ProSite Flood F1_CE_Glass Clear_Wide_4000K_12klm_2 | 12500 | 81 | 154.321 | ProSite Flood F1, 12500 Lumens, 4000K-70CRI, Clear Glass Lens, NEMA 6 (Wide 125°)
F1E76W2Bxxxxxx | F1E76W2Bxxxxxx_ProSite Flood F1_CE_Glass Clear_Wide_2700K_12klm_1 | 9500 | 81 | 117.284 | ProSite Flood F1, 9500 Lumens, 2700K-80CRI, Clear Glass Lens, NEMA 6 (Wide 125°)
F1E77B2Bxxxxxx | F1E77B2Bxxxxxx_ProSite Flood F1_CE_Glass Clear_VeryWide_5000K_12klm_1 | 12500 | 81 | 154.321 | ProSite Flood F1, 12500 Lumens, 5000K-70CRI, Clear Glass Lens, NEMA 7x6 (Very Wide 131° x 108°)
F1E77L2Bxxxxxx | F1E77L2Bxxxxxx_ProSite Flood F1_CE_Glass Clear_VeryWide_4000K_12klm_2 | 12500 | 81 | 154.321 | ProSite Flood F1, 12500 Lumens, 4000K-70CRI, Clear Glass Lens, NEMA 7x6 (Very Wide 131° x 108°)
F1EN4B2Bxxxxxx | F1EN4B2Bxxxxxx_ProSite Flood F1_CE_PCOpticOnly_Medium_5000K_12klm_2 | 13200 | 81 | 162.963 | ProSite Flood F1, 13200 Lumens, 5000K-70CRI, Polycarbonate Optic Only, NEMA 4 (Medium 55°)
F1EN4L2Bxxxxxx | F1EN4L2Bxxxxxx_ProSite Flood F1_CE_PCOpticOnly_Medium_4000K_12klm_2 | 13200 | 81 | 162.963 | ProSite Flood F1, 13200 Lumens, 4000K-70CRI, Polycarbonate Optic Only, NEMA 4 (Medium 55°)
F1EN6A2Bxxxxxx | F1EN6A2Bxxxxxx _ProSite Flood F1_CE_PCOpticOnly_Wide_Amber_12klm_1 | 13000 | 226 | 57.5221 | ProSite Flood F1, 13000 Lumens, Amber, Polycarbonate Optic Only, NEMA 6 (Wide 125°)
F1EN6B2Bxxxxxx | F1EN6B2Bxxxxxx_ProSite Flood F1_CE_PCOpticOnly_Wide_5000K_12klm_1 | 13200 | 81 | 162.963 | ProSite Flood F1, 13200 Lumens, 5000K-70CRI, Polycarbonate Optic Only, NEMA 6 (Wide 125°)
F1EN6L2Bxxxxxx | F1EN6L2Bxxxxxx_ProSite Flood F1_CE_PCOpticOnly_Wide_4000K_12klm_2 | 13200 | 81 | 162.963 | ProSite Flood F1, 13200 Lumens, 4000K-70CRI, Polycarbonate Optic Only, NEMA 6 (Wide 125°)
F1EN6W2Bxxxxxx | F1EN6W2Bxxxxxx _ProSite Flood F1_CE_PCOpticOnly_Wide_2700K_12klm_1 | 10200 | 81 | 125.9259 | ProSite Flood F1, 10200 Lumens, 2700K-80CRI, Polycarbonate Optic Only, NEMA 6 (Wide 125°)
F1EN7B2Bxxxxxx | F1EN7B2Bxxxxxx_ProSite Flood F1_CE_PCOpticOnly_VeryWide_5000K_12klm_1 | 13200 | 81 | 162.963 | ProSite Flood F1, 13200 Lumens, 5000K-70CRI, Polycarbonate Optic Only, NEMA 7x6 (Very Wide 131° x 108°)
F1EN7L2Bxxxxxx | F1EN7L2Bxxxxxx_ProSite Flood F1_CE_PCOpticOnly_VeryWide_4000K_12klm_2 | 13200 | 81 | 162.963 | ProSite Flood F1, 13200 Lumens, 4000K-70CRI, Polycarbonate Optic Only, NEMA 7x6 (Very Wide 131° x 108°)
Zone 2
F1B7FA2Bxxxxxx | F1B7FA2Bxxxxxx _ProSite Flood F1_Z2_Glass Clear_Asym_Amber_12klm_1 | 11600 | 226 | 51.3274 | ProSite Flood F1, 11600 Lumens, Amber, Clear Glass Lens, Asymmetric
F1B7FB2Bxxxxxx | F1B7FB2Bxxxxxx_ProSite Flood F1_Z2_Glass Clear_Asym_5000K_12klm_1 | 12200 | 81 | 150.6173 | ProSite Flood F1, 12200 Lumens, 5000K-70CRI, Clear Glass Lens, Asymmetric
F1B7FL2Bxxxxxx | F1B7FL2Bxxxxxx_ProSite Flood F1_Z2_Glass Clear_Asym_4000K_12klm_2 | 12200 | 81 | 150.6173 | ProSite Flood F1, 12200 Lumens, 4000K-70CRI, Clear Glass Lens, Asymmetric
F1B7FW2Bxxxxxx | F1B7FW2Bxxxxxx_ProSite Flood F1_Z2_Glass Clear_Asym_2700K_12klm_1 | 9200 | 81 | 113.5802 | ProSite Flood F1, 9200 Lumens, 2700K-80CRI, Clear Glass Lens, Asymmetric
F1B76B2Bxxxxxx | F1B76B2Bxxxxxx_ProSite Flood F1_Z2_Glass Clear_Wide_5000K_12klm_1 | 12500 | 81 | 154.321 | ProSite Flood F1, 12500 Lumens, 5000K-70CRI, Clear Glass Lens, NEMA 6 (Wide 125°)
F1B76L2Bxxxxxx | F1B76L2Bxxxxxx_ProSite Flood F1_Z2_Glass Clear_Wide_4000K_12klm_2 | 12500 | 81 | 154.321 | ProSite Flood F1, 12500 Lumens, 4000K-70CRI, Clear Glass Lens, NEMA 6 (Wide 125°)
F1B76W2Bxxxxxx | F1B76W2Bxxxxxx_ProSite Flood F1_Z2_Glass Clear_Wide_2700K_12klm_1 | 9500 | 81 | 117.284 | ProSite Flood F1, 9500 Lumens, 2700K-80CRI, Clear Glass Lens, NEMA 6 (Wide 125°)
F1B77B2Bxxxxxx | F1B77B2Bxxxxxx_ProSite Flood F1_Z2_Glass Clear_VeryWide_5000K_12klm_1 | 12500 | 81 | 154.321 | ProSite Flood F1, 12500 Lumens, 5000K-70CRI, Clear Glass Lens, NEMA 7x6 (Very Wide 131° x 108°)
F1B77L2Bxxxxxx | F1B77L2Bxxxxxx_ProSite Flood F1_Z2_Glass Clear_VeryWide_4000K_12klm_2 | 12500 | 81 | 154.321 | ProSite Flood F1, 12500 Lumens, 4000K-70CRI, Clear Glass Lens, NEMA 7x6 (Very Wide 131° x 108°)

## 18klm CE IES Files
Part Number | IES File Label | Lumens | Wattage | Efficacy | LUMINAIRE LABEL
CE/RCM
F1E4FB2Cxxxxxx | F1E4FB2Cxxxxxx_ProSite Flood F1_CE_PC Clear_Asym_5000K_18klm_1 | 16600 | 124 | 133.871 | ProSite Flood F1, 16600 Lumens, 5000K-70CRI, Clear Polycarbonate Lens, Asymmetric
F1E4FL2Cxxxxxx | F1E4FL2Cxxxxxx_ProSite Flood F1_CE_PC Clear_Asym_4000K_18klm_2 | 16600 | 124 | 133.871 | ProSite Flood F1, 16600 Lumens, 4000K-70CRI, Clear Polycarbonate Lens, Asymmetric
F1E7FB2Cxxxxxx | F1E7FB2Cxxxxxx_ProSite Flood F1_CE_Glass Clear_Asym_5000K_18klm_1 | 17700 | 124 | 142.7419 | ProSite Flood F1, 17700 Lumens, 5000K-70CRI, Clear Glass Lens, Asymmetric
F1E7FL2Cxxxxxx | F1E7FL2Cxxxxxx_ProSite Flood F1_CE_Glass Clear_Asym_4000K_18klm_2 | 17700 | 124 | 142.7419 | ProSite Flood F1, 17700 Lumens, 4000K-70CRI, Clear Glass Lens, Asymmetric
F1E7FW2Cxxxxxx | F1E7FW2Cxxxxxx_ProSite Flood F1_CE_Glass Clear_Asym_2700K_18klm_1 | 13400 | 124 | 108.0645 | ProSite Flood F1, 13400 Lumens, 2700K-80CRI, Clear Glass Lens, Asymmetric
F1E46B2Cxxxxxx | F1E46B2Cxxxxxx_ProSite Flood F1_CE_PC Clear_Wide_5000K_18klm_1 | 17000 | 124 | 137.0968 | ProSite Flood F1, 17000 Lumens, 5000K-70CRI, Clear Polycarbonate Lens, NEMA 6 (Wide 125°)
F1E46L2Cxxxxxx | F1E46L2Cxxxxxx_ProSite Flood F1_CE_PC Clear_Wide_4000K_18klm_2 | 17000 | 124 | 137.0968 | ProSite Flood F1, 17000 Lumens, 4000K-70CRI, Clear Polycarbonate Lens, NEMA 6 (Wide 125°)
F1E46W2Cxxxxxx | F1E46W2Cxxxxxx_ProSite Flood F1_CE_PC Clear_Wide_2700K_18klm_1 | 12700 | 124 | 102.4194 | ProSite Flood F1, 12700 Lumens, 2700K-80CRI, Clear Polycarbonate Lens, NEMA 6 (Wide 125°)
F1E47B2Cxxxxxx | F1E47B2Cxxxxxx_ProSite Flood F1_CE_PC Clear_VeryWide_5000K_18klm_1 | 17000 | 124 | 137.0968 | ProSite Flood F1, 17000 Lumens, 5000K-70CRI, Clear Polycarbonate Lens, NEMA 7x6 (Very Wide 131° x 108°)
F1E47L2Cxxxxxx | F1E47L2Cxxxxxx_ProSite Flood F1_CE_PC Clear_VeryWide_4000K_18klm_2 | 17000 | 124 | 137.0968 | ProSite Flood F1, 17000 Lumens, 4000K-70CRI, Clear Polycarbonate Lens, NEMA 7x6 (Very Wide 131° x 108°)
F1E76B2Cxxxxxx | F1E76B2Cxxxxxx_ProSite Flood F1_CE_Glass Clear_Wide_5000K_18klm_1 | 18000 | 124 | 145.1613 | ProSite Flood F1, 18000 Lumens, 5000K-70CRI, Clear Glass Lens, NEMA 6 (Wide 125°)
F1E76L2Cxxxxxx | F1E76L2Cxxxxxx_ProSite Flood F1_CE_Glass Clear_Wide_4000K_18klm_2 | 18000 | 124 | 145.1613 | ProSite Flood F1, 18000 Lumens, 4000K-70CRI, Clear Glass Lens, NEMA 6 (Wide 125°)
F1E76W2Cxxxxxx | F1E76W2Cxxxxxx_ProSite Flood F1_CE_Glass Clear_Wide_2700K_18klm_1 | 13800 | 124 | 111.2903 | ProSite Flood F1, 13800 Lumens, 2700K-80CRI, Clear Glass Lens, NEMA 6 (Wide 125°)
F1E77B2Cxxxxxx | F1E77B2Cxxxxxx_ProSite Flood F1_CE_Glass Clear_VeryWide_5000K_18klm_1 | 18000 | 124 | 145.1613 | ProSite Flood F1, 18000 Lumens, 5000K-70CRI, Clear Glass Lens, NEMA 7x6 (Very Wide 131° x 108°)
F1E77L2Cxxxxxx | F1E77L2Cxxxxxx_ProSite Flood F1_CE_Glass Clear_VeryWide_4000K_18klm_2 | 18000 | 124 | 145.1613 | ProSite Flood F1, 18000 Lumens, 4000K-70CRI, Clear Glass Lens, NEMA 7x6 (Very Wide 131° x 108°)
F1EN4B2Cxxxxxx | F1EN4B2Cxxxxxx_ProSite Flood F1_CE_PCOpticOnly_Medium_5000K_18klm_1 | 19100 | 124 | 154.0323 | ProSite Flood F1, 19100 Lumens, 5000K-70CRI, Polycarbonate Optic Only, NEMA 4 (Medium 55°)
F1EN4L2Cxxxxxx | F1EN4L2Cxxxxxx_ProSite Flood F1_CE_PCOpticOnly_Medium_4000K_18klm_2 | 19100 | 124 | 154.0323 | ProSite Flood F1, 19100 Lumens, 4000K-70CRI, Polycarbonate Optic Only, NEMA 4 (Medium 55°)
F1EN6B2Cxxxxxx | F1EN6B2Cxxxxxx_ProSite Flood F1_CE_PCOpticOnly_Wide_5000K_18klm_1 | 19100 | 124 | 154.0323 | ProSite Flood F1, 19100 Lumens, 5000K-70CRI, Polycarbonate Optic Only, NEMA 6 (Wide 125°)
F1EN6L2Cxxxxxx | F1EN6L2Cxxxxxx_ProSite Flood F1_CE_PCOpticOnly_Wide_4000K_18klm_2 | 19100 | 124 | 154.0323 | ProSite Flood F1, 19100 Lumens, 4000K-70CRI, Polycarbonate Optic Only, NEMA 6 (Wide 125°)
F1EN6W2Cxxxxxx | F1EN6W2Cxxxxxx _ProSite Flood F1_CE_PCOpticOnly_Wide_2700K_18klm_1 | 14800 | 124 | 119.3548 | ProSite Flood F1, 14800 Lumens, 2700K-80CRI, Polycarbonate Optic Only, NEMA 6 (Wide 125°)
F1EN7B2Cxxxxxx | F1EN7B2Cxxxxxx_ProSite Flood F1_CE_PCOpticOnly_VeryWide_5000K_18klm_1 | 19100 | 124 | 154.0323 | ProSite Flood F1, 19100 Lumens, 5000K-70CRI, Polycarbonate Optic Only, NEMA 7x6 (Very Wide 131° x 108°)
F1EN7L2Cxxxxxx | F1EN7L2Cxxxxxx_ProSite Flood F1_CE_PCOpticOnly_VeryWide_4000K_18klm_2 | 19100 | 124 | 154.0323 | ProSite Flood F1, 19100 Lumens, 4000K-70CRI, Polycarbonate Optic Only, NEMA 7x6 (Very Wide 131° x 108°)
F1ENJW2Cxxxxxx | F1ENJW2Cxxxxxx_ProSite Flood F1_CE_PCOpticOnly_AsymWide_2700K_18klm_ | 13500 | 124 | 108.871 | ProSite Flood F1, 13500 Lumens, 2700K-80CRI, Polycarbonate Optic Only, Asymetric Wide
Zone 2
F1B7FB2Cxxxxxx | F1B7FB2Cxxxxxx_ProSite Flood F1_Z2_Glass Clear_Asym_5000K_18klm_1 | 17700 | 124 | 142.7419 | ProSite Flood F1, 17700 Lumens, 5000K-70CRI, Clear Glass Lens, Asymmetric
F1B7FL2Cxxxxxx | F1B7FL2Cxxxxxx_ProSite Flood F1_Z2_Glass Clear_Asym_4000K_18klm_2 | 17700 | 124 | 142.7419 | ProSite Flood F1, 17700 Lumens, 4000K-70CRI, Clear Glass Lens, Asymmetric
F1B7FW2Cxxxxxx | F1B7FW2Cxxxxxx_ProSite Flood F1_Z2_Glass Clear_Asym_2700K_18klm_1 | 13400 | 124 | 108.0645 | ProSite Flood F1, 13400 Lumens, 2700K-80CRI, Clear Glass Lens, Asymmetric
F1B76B2Cxxxxxx | F1B76B2Cxxxxxx_ProSite Flood F1_Z2_Glass Clear_Wide_5000K_18klm_1 | 18000 | 124 | 145.1613 | ProSite Flood F1, 18000 Lumens, 5000K-70CRI, Clear Glass Lens, NEMA 6 (Wide 125°)
F1B76L2Cxxxxxx | F1B76L2Cxxxxxx_ProSite Flood F1_Z2_Glass Clear_Wide_4000K_18klm_2 | 18000 | 124 | 145.1613 | ProSite Flood F1, 18000 Lumens, 4000K-70CRI, Clear Glass Lens, NEMA 6 (Wide 125°)
F1B76W2Cxxxxxx | F1B76W2Cxxxxxx_ProSite Flood F1_Z2_Glass Clear_Wide_2700K_18klm_1 | 13800 | 124 | 111.2903 | ProSite Flood F1, 13800 Lumens, 2700K-80CRI, Clear Glass Lens, NEMA 6 (Wide 125°)
F1B77B2Cxxxxxx | F1B77B2Cxxxxxx_ProSite Flood F1_Z2_Glass Clear_VeryWide_5000K_18klm_1 | 18000 | 124 | 145.1613 | ProSite Flood F1, 18000 Lumens, 5000K-70CRI, Clear Glass Lens, NEMA 7x6 (Very Wide 131° x 108°)
F1B77L2Cxxxxxx | F1B77L2Cxxxxxx_ProSite Flood F1_Z2_Glass Clear_VeryWide_4000K_18klm_2 | 18000 | 124 | 145.1613 | ProSite Flood F1, 18000 Lumens, 4000K-70CRI, Clear Glass Lens, NEMA 7x6 (Very Wide 131° x 108°)

## 24klm CE IES Files
Part Number | IES File Label | Lumens | Wattage | Efficacy | LUMINAIRE LABEL
CE/RCM
F1E7FB2Exxxxxx | F1E7FB2Exxxxxx_ProSite Flood F1_CE_Glass Clear_Asym_5000K_24klm_1 | 23100 | 175 | 132 | ProSite Flood F1, 23100 Lumens, 5000K-70CRI, Clear Glass Lens, Asymmetric
F1E7FL2Exxxxxx | F1E7FL2Exxxxxx_ProSite Flood F1_CE_Glass Clear_Asym_4000K_24klm_2 | 23100 | 175 | 132 | ProSite Flood F1, 23100 Lumens, 4000K-70CRI, Clear Glass Lens, Asymmetric
F1E7FW2Exxxxxx | F1E7FW2Exxxxxx_ProSite Flood F1_CE_Glass Clear_Asym_2700K_24klm_1 | 17500 | 175 | 100 | ProSite Flood F1, 17500 Lumens, 2700K-80CRI, Clear Glass Lens, Asymmetric
F1E46B2Exxxxxx | F1E46B2Exxxxxx_ProSite Flood F1_CE_PC Clear_Wide_5000K_24klm_1 | 22300 | 175 | 127.4286 | ProSite Flood F1, 22300 Lumens, 5000K-70CRI, Clear Polycarbonate Lens, NEMA 6 (Wide 125°)
F1E46L2Exxxxxx | F1E46L2Exxxxxx_ProSite Flood F1_CE_PC Clear_Wide_4000K_24klm_2 | 22300 | 175 | 127.4286 | ProSite Flood F1, 22300 Lumens, 4000K-70CRI, Clear Polycarbonate Lens, NEMA 6 (Wide 125°)
F1E46W2Exxxxxx | F1E46W2Exxxxxx_ProSite Flood F1_CE_PC Clear_Wide_2700K_24klm_1 | 16600 | 175 | 94.8571 | ProSite Flood F1, 16600 Lumens, 2700K-80CRI, Clear Polycarbonate Lens, NEMA 6 (Wide 125°)
F1E47B2Exxxxxx | F1E47B2Exxxxxx_ProSite Flood F1_CE_PC Clear_VeryWide_5000K_24klm_1 | 22300 | 175 | 127.4286 | ProSite Flood F1, 22300 Lumens, 5000K-70CRI, Clear Polycarbonate Lens, NEMA 7x6 (Very Wide 131° x 108°)
F1E47L2Exxxxxx | F1E47L2Exxxxxx_ProSite Flood F1_CE_PC Clear_VeryWide_4000K_24klm_2 | 22300 | 175 | 127.4286 | ProSite Flood F1, 22300 Lumens, 4000K-70CRI, Clear Polycarbonate Lens, NEMA 7x6 (Very Wide 131° x 108°)
F1E76B2Exxxxxx | F1E76B2Exxxxxx_ProSite Flood F1_CE_Glass Clear_Wide_5000K_24klm_1 | 23600 | 175 | 134.8571 | ProSite Flood F1, 23600 Lumens, 5000K-70CRI, Clear Glass Lens, NEMA 6 (Wide 125°)
F1E76L2Exxxxxx | F1E76L2Exxxxxx_ProSite Flood F1_CE_Glass Clear_Wide_4000K_24klm_2 | 23600 | 175 | 134.8571 | ProSite Flood F1, 23600 Lumens, 4000K-70CRI, Clear Glass Lens, NEMA 6 (Wide 125°)
F1E76W2Exxxxxx | F1E76W2Exxxxxx_ProSite Flood F1_CE_Glass Clear_Wide_2700K_24klm_1 | 18000 | 175 | 102.8571 | ProSite Flood F1, 18000 Lumens, 2700K-80CRI, Clear Glass Lens, NEMA 6 (Wide 125°)
F1E77B2Exxxxxx | F1E77B2Exxxxxx_ProSite Flood F1_CE_Glass Clear_VeryWide_5000K_24klm_1 | 23600 | 175 | 134.8571 | ProSite Flood F1, 23600 Lumens, 5000K-70CRI, Clear Glass Lens, NEMA 7x6 (Very Wide 131° x 108°)
F1E77L2Exxxxxx | F1E77L2Exxxxxx_ProSite Flood F1_CE_Glass Clear_VeryWide_4000K_24klm_2 | 23600 | 175 | 134.8571 | ProSite Flood F1, 23600 Lumens, 4000K-70CRI, Clear Glass Lens, NEMA 7x6 (Very Wide 131° x 108°)
F1EN4B2Exxxxxx | F1EN4B2Exxxxxx_ProSite Flood F1_CE_PCOpticOnly_Medium_5000K_24klm_1 | 25000 | 175 | 142.8571 | ProSite Flood F1, 25000 Lumens, 5000K-70CRI, Polycarbonate Optic Only, NEMA 4 (Medium 55°)
F1EN4L2Exxxxxx | F1EN4L2Exxxxxx_ProSite Flood F1_CE_PCOpticOnly_Medium_4000K_24klm_2 | 25000 | 175 | 142.8571 | ProSite Flood F1, 25000 Lumens, 4000K-70CRI, Polycarbonate Optic Only, NEMA 4 (Medium 55°)
F1EN6B2Exxxxxx | F1EN6B2Exxxxxx_ProSite Flood F1_CE_PCOpticOnly_Wide_5000K_24klm_1 | 25000 | 175 | 142.8571 | ProSite Flood F1, 25000 Lumens, 5000K-70CRI, Polycarbonate Optic Only, NEMA 6 (Wide 125°)
F1EN6L2Exxxxxx | F1EN6L2Exxxxxx_ProSite Flood F1_CE_PCOpticOnly_Wide_4000K_24klm_2 | 25000 | 175 | 142.8571 | ProSite Flood F1, 25000 Lumens, 4000K-70CRI, Polycarbonate Optic Only, NEMA 6 (Wide 125°)
F1EN6W2Exxxxxx | F1EN6W2Exxxxxx _ProSite Flood F1_CE_PCOpticOnly_Wide_2700K_24klm_1 | 19400 | 175 | 110.8571 | ProSite Flood F1, 19400 Lumens, 2700K-80CRI, Polycarbonate Optic Only, NEMA 6 (Wide 125°)
F1EN7B2Exxxxxx | F1EN7B2Exxxxxx_ProSite Flood F1_CE_PCOpticOnly_VeryWide_5000K_24klm_1 | 25000 | 175 | 142.8571 | ProSite Flood F1, 25000 Lumens, 5000K-70CRI, Polycarbonate Optic Only, NEMA 7x6 (Very Wide 131° x 108°)
F1EN7L2Exxxxxx | F1EN7L2Exxxxxx_ProSite Flood F1_CE_PCOpticOnly_VeryWide_4000K_24klm_2 | 25000 | 175 | 142.8571 | ProSite Flood F1, 25000 Lumens, 4000K-70CRI, Polycarbonate Optic Only, NEMA 7x6 (Very Wide 131° x 108°)
F1ENJW2Exxxxxx | F1ENJW2Exxxxxx_ProSite Flood F1_CE_PCOpticOnly_AsymWide_2700K_24klm_2 | 17600 | 175 | 100.5714 | ProSite Flood F1, 17600 Lumens, 2700K-80CRI, Polycarbonate Optic Only, Asymetric Wide
Zone 2
F1B7FB2Exxxxxx | F1B7FB2Exxxxxx_ProSite Flood F1_Z2_Glass Clear_Asym_5000K_24klm_1 | 23100 | 175 | 132 | ProSite Flood F1, 23100 Lumens, 5000K-70CRI, Clear Glass Lens, Asymmetric
F1B7FL2Exxxxxx | F1B7FL2Exxxxxx_ProSite Flood F1_Z2_Glass Clear_Asym_4000K_24klm_2 | 23100 | 175 | 132 | ProSite Flood F1, 23100 Lumens, 4000K-70CRI, Clear Glass Lens, Asymmetric
F1B7FW2Exxxxxx | F1B7FW2Exxxxxx_ProSite Flood F1_Z2_Glass Clear_Asym_2700K_24klm_1 | 17500 | 175 | 100 | ProSite Flood F1, 17500 Lumens, 2700K-80CRI, Clear Glass Lens, Asymmetric
F1B76B2Exxxxxx | F1B76B2Exxxxxx_ProSite Flood F1_Z2_Glass Clear_Wide_5000K_24klm_1 | 23600 | 175 | 134.8571 | ProSite Flood F1, 23600 Lumens, 5000K-70CRI, Clear Glass Lens, NEMA 6 (Wide 125°)
F1B76L2Exxxxxx | F1B76L2Exxxxxx_ProSite Flood F1_Z2_Glass Clear_Wide_4000K_24klm_2 | 23600 | 175 | 134.8571 | ProSite Flood F1, 23600 Lumens, 4000K-70CRI, Clear Glass Lens, NEMA 6 (Wide 125°)
F1B76W2Exxxxxx | F1B76W2Exxxxxx_ProSite Flood F1_Z2_Glass Clear_Wide_2700K_24klm_1 | 18000 | 175 | 102.8571 | ProSite Flood F1, 18000 Lumens, 2700K-80CRI, Clear Glass Lens, NEMA 6 (Wide 125°)
F1B77B2Exxxxxx | F1B77B2Exxxxxx_ProSite Flood F1_Z2_Glass Clear_VeryWide_5000K_24klm_1 | 23600 | 175 | 134.8571 | ProSite Flood F1, 23600 Lumens, 5000K-70CRI, Clear Glass Lens, NEMA 7x6 (Very Wide 131° x 108°)
F1B77L2Exxxxxx | F1B77L2Exxxxxx_ProSite Flood F1_Z2_Glass Clear_VeryWide_4000K_24klm_2 | 23600 | 175 | 134.8571 | ProSite Flood F1, 23600 Lumens, 4000K-70CRI, Clear Glass Lens, NEMA 7x6 (Very Wide 131° x 108°)

## F1 30klm CE IES Files
Part Number | IES File Label | Lumens | Wattage | Efficacy | LUMINAIRE LABEL
CE/RCM
F1E4FB2Fxxxxxx | F1E4FB2Fxxxxxx_ProSite Flood F1_CE_PC Clear_Asym_5000K_30klm_1 | 27500 | 234 | 117.5214 | ProSite Flood F1, 27500 Lumens, 5000K-70CRI, Clear Polycarbonate Lens, Asymmetric
F1E4FL2Fxxxxxx | F1E4FL2Fxxxxxx_ProSite Flood F1_CE_PC Clear_Asym_4000K_30klm_2 | 27500 | 234 | 117.5214 | ProSite Flood F1, 27500 Lumens, 4000K-70CRI, Clear Polycarbonate Lens, Asymmetric
F1E7FB2Fxxxxxx | F1E7FB2Fxxxxxx_ProSite Flood F1_CE_Glass Clear_Asym_5000K_30klm_1 | 29200 | 234 | 124.7863 | ProSite Flood F1, 29200 Lumens, 5000K-70CRI, Clear Glass Lens, Asymmetric
F1E7FL2Fxxxxxx | F1E7FL2Fxxxxxx_ProSite Flood F1_CE_Glass Clear_Asym_4000K_30klm_2 | 29200 | 234 | 124.7863 | ProSite Flood F1, 29200 Lumens, 4000K-70CRI, Clear Glass Lens, Asymmetric
F1E7FU2Fxxxxxx | F1E7FU2Fxxxxxx_ProSite Flood F1_CE_Glass Clear_Asym_2200K_30klm_1 | 22600 | 234 | 96.5812 | ProSite Flood F1, 22600 Lumens, 2200K-70CRI, Clear Glass Lens, Asymmetric
F1E7FW2Fxxxxxx | F1E7FW2Fxxxxxx_ProSite Flood F1_CE_Glass Clear_Asym_2700K_30klm_1 | 22100 | 234 | 94.4444 | ProSite Flood F1, 22100 Lumens, 2700K-80CRI, Clear Glass Lens, Asymmetric
F1E44B2Fxxxxxx | F1E44B2Fxxxxxx _ProSite Flood F1_CE_PC Clear_Medium_5000K_30klm_1 | 28100 | 234 | 120.0855 | ProSite Flood F1, 28100 Lumens, 5000K-70CRI, Clear Polycarbonate Lens, NEMA 4 (Medium 55°)
F1E44L2Fxxxxxx | F1E44L2Fxxxxxx _ProSite Flood F1_CE_PC Clear_Medium_4000K_30klm_2 | 28100 | 234 | 120.0855 | ProSite Flood F1, 28100 Lumens, 4000K-70CRI, Clear Polycarbonate Lens, NEMA 4 (Medium 55°)
F1E46B2Fxxxxxx | F1E46B2Fxxxxxx_ProSite Flood F1_CE_PC Clear_Wide_5000K_30klm_1 | 28100 | 234 | 120.0855 | ProSite Flood F1, 28100 Lumens, 5000K-70CRI, Clear Polycarbonate Lens, NEMA 6 (Wide 125°)
F1E46L2Fxxxxxx | F1E46L2Fxxxxxx_ProSite Flood F1_CE_PC Clear_Wide_4000K_30klm_2 | 28100 | 234 | 120.0855 | ProSite Flood F1, 28100 Lumens, 4000K-70CRI, Clear Polycarbonate Lens, NEMA 6 (Wide 125°)
F1E47B2Fxxxxxx | F1E47B2Fxxxxxx_ProSite Flood F1_CE_PC Clear_VeryWide_5000K_30klm_1 | 28100 | 234 | 120.0855 | ProSite Flood F1, 28100 Lumens, 5000K-70CRI, Clear Polycarbonate Lens, NEMA 7x6 (Very Wide 131° x 108°)
F1E47L2Fxxxxxx | F1E47L2Fxxxxxx_ProSite Flood F1_CE_PC Clear_VeryWide_4000K_30klm_2 | 28100 | 234 | 120.0855 | ProSite Flood F1, 28100 Lumens, 4000K-70CRI, Clear Polycarbonate Lens, NEMA 7x6 (Very Wide 131° x 108°)
F1E74B2Fxxxxxx | F1E74B2Fxxxxxx_ProSite Flood F1_CE_Glass Clear_Medium_5000K_30klm_2 | 29900 | 234 | 127.7778 | ProSite Flood F1, 29900 Lumens, 5000K-70CRI, Clear Glass Lens, NEMA 4 (Medium 55°)
F1E74L2Fxxxxxx | F1E74L2Fxxxxxx_ProSite Flood F1_CE_Glass Clear_Medium_4000K_30klm_2 | 29900 | 234 | 127.7778 | ProSite Flood F1, 29900 Lumens, 4000K-70CRI, Clear Glass Lens, NEMA 4 (Medium 55°)
F1E76B2Fxxxxxx | F1E76B2Fxxxxxx_ProSite Flood F1_CE_Glass Clear_Wide_5000K_30klm_1 | 29900 | 234 | 127.7778 | ProSite Flood F1, 29900 Lumens, 5000K-70CRI, Clear Glass Lens, NEMA 6 (Wide 125°)
F1E76L2Fxxxxxx | F1E76L2Fxxxxxx_ProSite Flood F1_CE_Glass Clear_Wide_4000K_30klm_2 | 29900 | 234 | 127.7778 | ProSite Flood F1, 29900 Lumens, 4000K-70CRI, Clear Glass Lens, NEMA 6 (Wide 125°)
F1E76W2Fxxxxxx | F1E76W2Fxxxxxx_ProSite Flood F1_CE_Glass Clear_Wide_2700K_30klm_1 | 22800 | 234 | 97.4359 | ProSite Flood F1, 22800 Lumens, 2700K-80CRI, Clear Glass Lens, NEMA 6 (Wide 125°)
F1E77B2Fxxxxxx | F1E77B2Fxxxxxx_ProSite Flood F1_CE_Glass Clear_VeryWide_5000K_30klm_1 | 29900 | 234 | 127.7778 | ProSite Flood F1, 29900 Lumens, 5000K-70CRI, Clear Glass Lens, NEMA 7x6 (Very Wide 131° x 108°)
F1E77L2Fxxxxxx | F1E77L2Fxxxxxx_ProSite Flood F1_CE_Glass Clear_VeryWide_4000K_30klm_2 | 29900 | 234 | 127.7778 | ProSite Flood F1, 29900 Lumens, 4000K-70CRI, Clear Glass Lens, NEMA 7x6 (Very Wide 131° x 108°)
F1EN4B2Fxxxxxx | F1EN4B2Fxxxxxx_ProSite Flood F1_CE_PCOpticOnly_Medium_5000K_30klm_1 | 31600 | 234 | 135.0427 | ProSite Flood F1, 31600 Lumens, 5000K-70CRI, Polycarbonate Optic Only, NEMA 4 (Medium 55°)
F1EN4L2Fxxxxxx | F1EN4L2Fxxxxxx_ProSite Flood F1_CE_PCOpticOnly_Medium_4000K_30klm_2 | 31600 | 234 | 135.0427 | ProSite Flood F1, 31600 Lumens, 4000K-70CRI, Polycarbonate Optic Only, NEMA 4 (Medium 55°)
F1EN6B2Fxxxxxx | F1EN6B2Fxxxxxx_ProSite Flood F1_CE_PCOpticOnly_Wide_5000K_30klm_1 | 31600 | 234 | 135.0427 | ProSite Flood F1, 31600 Lumens, 5000K-70CRI, Polycarbonate Optic Only, NEMA 6 (Wide 125°)
F1EN6L2Fxxxxxx | F1EN6L2Fxxxxxx_ProSite Flood F1_CE_PCOpticOnly_Wide_4000K_30klm_2 | 31600 | 234 | 135.0427 | ProSite Flood F1, 31600 Lumens, 4000K-70CRI, Polycarbonate Optic Only, NEMA 6 (Wide 125°)
F1EN6U2Fxxxxxx | F1EN6U2Fxxxxxx_ProSite Flood F1_CE_PCOpticOnly_Wide_2200K_30klm_1 | 25000 | 234 | 106.8376 | ProSite Flood F1, 25000 Lumens, 2200K-70CRI, Polycarbonate Optic Only, NEMA 6 (Wide 125°)
F1EN6W2Fxxxxxx | F1EN6W2Fxxxxxx _ProSite Flood F1_CE_PCOpticOnly_Wide_2700K_30klm_1 | 24500 | 234 | 104.7009 | ProSite Flood F1, 24500 Lumens, 2700K-80CRI, Polycarbonate Optic Only, NEMA 6 (Wide 125°)
F1EN7B2Fxxxxxx | F1EN7B2Fxxxxxx_ProSite Flood F1_CE_PCOpticOnly_VeryWide_5000K_30klm_1 | 31600 | 234 | 135.0427 | ProSite Flood F1, 31600 Lumens, 5000K-70CRI, Polycarbonate Optic Only, NEMA 7x6 (Very Wide 131° x 108°)
F1EN7L2Fxxxxxx | F1EN7L2Fxxxxxx_ProSite Flood F1_CE_PCOpticOnly_VeryWide_4000K_30klm_2 | 31600 | 234 | 135.0427 | ProSite Flood F1, 31600 Lumens, 4000K-70CRI, Polycarbonate Optic Only, NEMA 7x6 (Very Wide 131° x 108°)
F1ENJW2Fxxxxxx | F1ENJW2Fxxxxxx_ProSite Flood F1_CE_PCOpticOnly_AsymWide_2700K_30klm_2 | 22300 | 234 | 95.2991 | ProSite Flood F1, 22300 Lumens, 2700K-80CRI, Polycarbonate Optic Only, Asymetric Wide
Zone 2
F1B7FB2Fxxxxxx | F1B7FB2Fxxxxxx_ProSite Flood F1_Z2_Glass Clear_Asym_5000K_30klm_1 | 29200 | 234 | 124.7863 | ProSite Flood F1, 29200 Lumens, 5000K-70CRI, Clear Glass Lens, Asymmetric
F1B7FL2Fxxxxxx | F1B7FL2Fxxxxxx_ProSite Flood F1_Z2_Glass Clear_Asym_4000K_30klm_2 | 29200 | 234 | 124.7863 | ProSite Flood F1, 29200 Lumens, 4000K-70CRI, Clear Glass Lens, Asymmetric
F1B7FU2Fxxxxxx | F1B7FU2Fxxxxxx_ProSite Flood F1_Z2_Glass Clear_Asym_2200K_30klm_1 | 22600 | 234 | 96.5812 | ProSite Flood F1, 22600 Lumens, 2200K-70CRI, Clear Glass Lens, Asymmetric
F1B7FW2Fxxxxxx | F1B7FW2Fxxxxxx_ProSite Flood F1_Z2_Glass Clear_Asym_2700K_30klm_1 | 22100 | 234 | 94.4444 | ProSite Flood F1, 22100 Lumens, 2700K-80CRI, Clear Glass Lens, Asymmetric
F1B74B2Fxxxxxx | F1B74B2Fxxxxxx_ProSite Flood F1_Z2_Glass Clear_Medium_5000K_30klm_2 | 29900 | 234 | 127.7778 | ProSite Flood F1, 29900 Lumens, 5000K-70CRI, Clear Glass Lens, NEMA 4 (Medium 55°)
F1B74L2Fxxxxxx | F1B74L2Fxxxxxx_ProSite Flood F1_Z2_Glass Clear_Medium_4000K_30klm_2 | 29900 | 234 | 127.7778 | ProSite Flood F1, 29900 Lumens, 4000K-70CRI, Clear Glass Lens, NEMA 4 (Medium 55°)
F1B76B2Fxxxxxx | F1B76B2Fxxxxxx_ProSite Flood F1_Z2_Glass Clear_Wide_5000K_30klm_1 | 29900 | 234 | 127.7778 | ProSite Flood F1, 29900 Lumens, 5000K-70CRI, Clear Glass Lens, NEMA 6 (Wide 125°)
F1B76L2Fxxxxxx | F1B76L2Fxxxxxx_ProSite Flood F1_Z2_Glass Clear_Wide_4000K_30klm_2 | 29900 | 234 | 127.7778 | ProSite Flood F1, 29900 Lumens, 4000K-70CRI, Clear Glass Lens, NEMA 6 (Wide 125°)
F1B76W2Fxxxxxx | F1B76W2Fxxxxxx_ProSite Flood F1_Z2_Glass Clear_Wide_2700K_30klm_1 | 22800 | 234 | 97.4359 | ProSite Flood F1, 22800 Lumens, 2700K-80CRI, Clear Glass Lens, NEMA 6 (Wide 125°)
F1B77B2Fxxxxxx | F1B77B2Fxxxxxx_ProSite Flood F1_Z2_Glass Clear_VeryWide_5000K_30klm_1 | 29900 | 234 | 127.7778 | ProSite Flood F1, 29900 Lumens, 5000K-70CRI, Clear Glass Lens, NEMA 7x6 (Very Wide 131° x 108°)
F1B77L2Fxxxxxx | F1B77L2Fxxxxxx_ProSite Flood F1_Z2_Glass Clear_VeryWide_4000K_30klm_2 | 29900 | 234 | 127.7778 | ProSite Flood F1, 29900 Lumens, 4000K-70CRI, Clear Glass Lens, NEMA 7x6 (Very Wide 131° x 108°)

## F2 24klm Amber CE IES Files
Part Number | IES File Label | Lumens | Wattage | Efficacy | LUMINAIRE LABEL
CE/RCM
F2E4FA2Exxxxxx | F2E4FA2Exxxxxx_ProSite Flood F2_CE_PC Clear_Asym_Amber_24klm_1 | 18500 | 461 | 40.1302 | ProSite Flood F2, 18500 Lumens, Amber, Clear Polycarbonate Lens, Asymmetric
F2E7FA2Exxxxxx | F2E7FA2Exxxxxx_ProSite Flood F2_CE_Glass Clear_Asym_Amber_24klm_1 | 20600 | 461 | 44.6855 | ProSite Flood F2, 20600 Lumens, Amber, Clear Glass Lens, Asymmetric
F2E44A2Exxxxxx | F2E44A2Exxxxxx_ProSite Flood F2_CE_PC Clear_Medium_Amber_24klm_1 | 19600 | 461 | 42.5163 | ProSite Flood F2, 19600 Lumens, Amber, Clear Polycarbonate Lens, NEMA 4 (Medium 55°)
F2E46A2Exxxxxx | F2E46A2Exxxxxx_ProSite Flood F2_CE_PC Clear_Wide_Amber_24klm_1 | 19600 | 461 | 42.5163 | ProSite Flood F2, 19600 Lumens, Amber, Clear Polycarbonate Lens, NEMA 6 (Wide 125°)
F2E47A2Exxxxxx | F2E47A2Exxxxxx_ProSite Flood F2_CE_PC Clear_VeryWide_Amber_24klm_1 | 19600 | 461 | 42.5163 | ProSite Flood F2, 19600 Lumens, Amber, Clear Polycarbonate Lens, NEMA 7x6 (Very Wide 131° x 108°)
F2E74A2Exxxxxx | F2E74A2Exxxxxx_ProSite Flood F2_CE_Glass Clear_Medium_Amber_24klm_1 | 21600 | 461 | 46.8547 | ProSite Flood F2, 21600 Lumens, Amber, Clear Glass Lens, NEMA 4 (Medium 55°)
F2E76A2Exxxxxx | F2E76A2Exxxxxx_ProSite Flood F2_CE_Glass Clear_Wide_Amber_24klm_1 | 21600 | 461 | 46.8547 | ProSite Flood F2, 21600 Lumens, Amber, Clear Glass Lens, NEMA 6 (Wide 125°)
F2E77A2Exxxxxx | F2E77A2Exxxxxx_ProSite Flood F2_CE_Glass Clear_VeryWide_Amber_24klm_1 | 21600 | 461 | 46.8547 | ProSite Flood F2, 21600 Lumens, Amber, Clear Glass Lens, NEMA 7x6 (Very Wide 131° x 108°)
F2EN4A2Exxxxxx | F2EN4A2Exxxxxx_ProSite Flood F2_CE_PCOpticOnly_Medium_Amber_24klm_1 | 23000 | 461 | 49.8915 | ProSite Flood F2, 23000 Lumens, Amber, Polycarbonate Optic Only, NEMA 4 (Medium 55°)
F2EN6A2Exxxxxx | F2EN6A2Exxxxxx _ProSite Flood F2_CE_PCOpticOnly_Wide_Amber_24klm_1 | 23000 | 461 | 49.8915 | ProSite Flood F2, 23000 Lumens, Amber, Polycarbonate Optic Only, NEMA 6 (Wide 125°)
F2EN7A2Exxxxxx | F2EN7A2Exxxxxx_ProSite Flood F2_CE_PCOpticOnly_VeryWide_Amber_24klm_1 | 23000 | 461 | 49.8915 | ProSite Flood F2, 23000 Lumens, Amber, Polycarbonate Optic Only, NEMA 7x6 (Very Wide 131° x 108°)
Zone 2
F2B7FA2Exxxxxx | F2B7FA2Exxxxxx_ProSite Flood F2_Z2_Glass Clear_Asym_Amber_24klm_1 | 20600 | 461 | 44.6855 | ProSite Flood F2, 20600 Lumens, Amber, Clear Glass Lens, Asymmetric
F2B74A2Exxxxxx | F2B74A2Exxxxxx_ProSite Flood F2_Z2_Glass Clear_Medium_Amber_24klm_1 | 21600 | 461 | 46.8547 | ProSite Flood F2, 21600 Lumens, Amber, Clear Glass Lens, NEMA 4 (Medium 55°)
F2B76A2Exxxxxx | F2B76A2Exxxxxx_ProSite Flood F2_Z2_Glass Clear_Wide_Amber_24klm_1 | 21600 | 461 | 46.8547 | ProSite Flood F2, 21600 Lumens, Amber, Clear Glass Lens, NEMA 6 (Wide 125°)
F2B77A2Exxxxxx | F2B77A2Exxxxxx_ProSite Flood F2_Z2_Glass Clear_VeryWide_Amber_24klm_1 | 21600 | 461 | 46.8547 | ProSite Flood F2, 21600 Lumens, Amber, Clear Glass Lens, NEMA 7x6 (Very Wide 131° x 108°)

## F2 30klm CE IES Files
Part Number | IES File Label | Lumens | Wattage | Efficacy | LUMINAIRE LABEL
CE/RCM
F2E7FB2Fxxxxxx | F2E7FB2Fxxxxxx_ProSite Flood F2_CE_Glass Clear_Asym_5000K_30klm_1 | 29600 | 200 | 148 | ProSite Flood F2, 29600 Lumens, 5000K-70CRI, Clear Glass Lens, Asymmetric
F2E7FL2Fxxxxxx | F2E7FL2Fxxxxxx_ProSite Flood F2_CE_Glass Clear_Asym_4000K_30klm_2 | 29600 | 200 | 148 | ProSite Flood F2, 29600 Lumens, 4000K-70CRI, Clear Glass Lens, Asymmetric
F2E74B2Fxxxxxx | F2E74B2Fxxxxxx_ProSite Flood F2_CE_Glass Clear_Medium_5000K_30klm_1 | 30200 | 200 | 151 | ProSite Flood F2, 30200 Lumens, 5000K-70CRI, Clear Glass Lens, NEMA 4 (Medium 55°)
F2E74L2Fxxxxxx | F2E74L2Fxxxxxx_ProSite Flood F2_CE_Glass Clear_Medium_4000K_30klm_2 | 30200 | 200 | 151 | ProSite Flood F2, 30200 Lumens, 4000K-70CRI, Clear Glass Lens, NEMA 4 (Medium 55°)
F2E76B2Fxxxxxx | F2E76B2Fxxxxxx_ProSite Flood F2_CE_Glass Clear_Wide_5000K_30klm_1 | 30200 | 200 | 151 | ProSite Flood F2, 30200 Lumens, 5000K-70CRI, Clear Glass Lens, NEMA 6 (Wide 125°)
F2E76L2Fxxxxxx | F2E76L2Fxxxxxx_ProSite Flood F2_CE_Glass Clear_Wide_4000K_30klm_2 | 30200 | 200 | 151 | ProSite Flood F2, 30200 Lumens, 4000K-70CRI, Clear Glass Lens, NEMA 6 (Wide 125°)
F2E76W2Fxxxxxx | F2E76W2Fxxxxxx_ProSite Flood F2_CE_Glass Clear_Wide_2700K_30klm_1 | 23000 | 200 | 115 | ProSite Flood F2, 23000 Lumens, 2700K-80CRI, Clear Glass Lens, NEMA 6 (Wide 125°)
F2E77B2Fxxxxxx | F2E77B2Fxxxxxx_ProSite Flood F2_CE_Glass Clear_VeryWide_5000K_30klm_1 | 30200 | 200 | 151 | ProSite Flood F2, 30200 Lumens, 5000K-70CRI, Clear Glass Lens, NEMA 7x6 (Very Wide 131° x 108°)
F2E77L2Fxxxxxx | F2E77L2Fxxxxxx_ProSite Flood F2_CE_Glass Clear_VeryWide_4000K_30klm_2 | 30200 | 200 | 151 | ProSite Flood F2, 30200 Lumens, 4000K-70CRI, Clear Glass Lens, NEMA 7x6 (Very Wide 131° x 108°)
F2EN4B2Fxxxxxx | F2EN4B2Fxxxxxx_ProSite Flood F2_CE_PCOpticOnly_Medium_5000K_30klm_1 | 32000 | 200 | 160 | ProSite Flood F2, 32000 Lumens, 5000K-70CRI, Polycarbonate Optic Only, NEMA 4 (Medium 55°)
F2EN4L2Fxxxxxx | F2EN4L2Fxxxxxx_ProSite Flood F2_CE_PCOpticOnly_Medium_4000K_30klm_2 | 32000 | 200 | 160 | ProSite Flood F2, 32000 Lumens, 4000K-70CRI, Polycarbonate Optic Only, NEMA 4 (Medium 55°)
F2EN6B2Fxxxxxx | F2EN6B2Fxxxxxx_ProSite Flood F2_CE_PCOpticOnly_Wide_5000K_30klm_1 | 32000 | 200 | 160 | ProSite Flood F2, 32000 Lumens, 5000K-70CRI, Polycarbonate Optic Only, NEMA 6 (Wide 125°)
F2EN6L2Fxxxxxx | F2EN6L2Fxxxxxx_ProSite Flood F2_CE_PCOpticOnly_Wide_4000K_30klm_2 | 32000 | 200 | 160 | ProSite Flood F2, 32000 Lumens, 4000K-70CRI, Polycarbonate Optic Only, NEMA 6 (Wide 125°)
F2EN6W2Fxxxxxx | F2EN6W2Fxxxxxx _ProSite Flood F2_CE_PCOpticOnly_Wide_2700K_30klm_1 | 24800 | 200 | 124 | ProSite Flood F2, 24800 Lumens, 2700K-80CRI, Polycarbonate Optic Only, NEMA 6 (Wide 125°)
F2EN7B2Fxxxxxx | F2EN7B2Fxxxxxx_ProSite Flood F2_CE_PCOpticOnly_VeryWide_5000K_30klm_1 | 32000 | 200 | 160 | ProSite Flood F2, 32000 Lumens, 5000K-70CRI, Polycarbonate Optic Only, NEMA 7x6 (Very Wide 131° x 108°)
F2EN7L2Fxxxxxx | F2EN7L2Fxxxxxx_ProSite Flood F2_CE_PCOpticOnly_VeryWide_4000K_30klm_2 | 32000 | 200 | 160 | ProSite Flood F2, 32000 Lumens, 4000K-70CRI, Polycarbonate Optic Only, NEMA 7x6 (Very Wide 131° x 108°)
Zone 2
F2B7FB2Fxxxxxx | F2B7FB2Fxxxxxx_ProSite Flood F2_Z2_Glass Clear_Asym_5000K_30klm_1 | 29600 | 200 | 148 | ProSite Flood F2, 29600 Lumens, 5000K-70CRI, Clear Glass Lens, Asymmetric
F2B7FL2Fxxxxxx | F2B7FL2Fxxxxxx_ProSite Flood F2_Z2_Glass Clear_Asym_4000K_30klm_2 | 29600 | 200 | 148 | ProSite Flood F2, 29600 Lumens, 4000K-70CRI, Clear Glass Lens, Asymmetric
F2B74B2Fxxxxxx | F2B74B2Fxxxxxx_ProSite Flood F2_Z2_Glass Clear_Medium_5000K_30klm_1 | 30200 | 200 | 151 | ProSite Flood F2, 30200 Lumens, 5000K-70CRI, Clear Glass Lens, NEMA 4 (Medium 55°)
F2B74L2Fxxxxxx | F2B74L2Fxxxxxx_ProSite Flood F2_Z2_Glass Clear_Medium_4000K_30klm_2 | 30200 | 200 | 151 | ProSite Flood F2, 30200 Lumens, 4000K-70CRI, Clear Glass Lens, NEMA 4 (Medium 55°)
F2B76B2Fxxxxxx | F2B76B2Fxxxxxx_ProSite Flood F2_Z2_Glass Clear_Wide_5000K_30klm_1 | 30200 | 200 | 151 | ProSite Flood F2, 30200 Lumens, 5000K-70CRI, Clear Glass Lens, NEMA 6 (Wide 125°)
F2B76L2Fxxxxxx | F2B76L2Fxxxxxx_ProSite Flood F2_Z2_Glass Clear_Wide_4000K_30klm_2 | 30200 | 200 | 151 | ProSite Flood F2, 30200 Lumens, 4000K-70CRI, Clear Glass Lens, NEMA 6 (Wide 125°)
F2B76W2Fxxxxxx | F2B76W2Fxxxxxx_ProSite Flood F2_Z2_Glass Clear_Wide_2700K_30klm_1 | 23000 | 200 | 115 | ProSite Flood F2, 23000 Lumens, 2700K-80CRI, Clear Glass Lens, NEMA 6 (Wide 125°)
F2B77B2Fxxxxxx | F2B77B2Fxxxxxx_ProSite Flood F2_Z2_Glass Clear_VeryWide_5000K_30klm_1 | 30200 | 200 | 151 | ProSite Flood F2, 30200 Lumens, 5000K-70CRI, Clear Glass Lens, NEMA 7x6 (Very Wide 131° x 108°)
F2B77L2Fxxxxxx | F2B77L2Fxxxxxx_ProSite Flood F2_Z2_Glass Clear_VeryWide_4000K_30klm_2 | 30200 | 200 | 151 | ProSite Flood F2, 30200 Lumens, 4000K-70CRI, Clear Glass Lens, NEMA 7x6 (Very Wide 131° x 108°)

## 36klm CE IES Files
Part Number | IES File Label | Lumens | Wattage | Efficacy | LUMINAIRE LABEL
CE/RCM
F2E7FB2Hxxxxxx | F2E7FB2Hxxxxxx_ProSite Flood F2_CE_Glass Clear_Asym_5000K_36klm_1 | 34700 | 234 | 148.2906 | ProSite Flood F2, 34700 Lumens, 5000K-70CRI, Clear Glass Lens, Asymmetric
F2E7FL2Hxxxxxx | F2E7FL2Hxxxxxx_ProSite Flood F2_CE_Glass Clear_Asym_4000K_36klm_2 | 34700 | 234 | 148.2906 | ProSite Flood F2, 34700 Lumens, 4000K-70CRI, Clear Glass Lens, Asymmetric
F2E74B2Hxxxxxx | F2E74B2Hxxxxxx_ProSite Flood F2_CE_Glass Clear_Medium_5000K_36klm_1 | 35400 | 234 | 151.2821 | ProSite Flood F2, 35400 Lumens, 5000K-70CRI, Clear Glass Lens, NEMA 4 (Medium 55°)
F2E74L2Hxxxxxx | F2E74L2Hxxxxxx_ProSite Flood F2_CE_Glass Clear_Medium_4000K_36klm_2 | 35400 | 234 | 151.2821 | ProSite Flood F2, 35400 Lumens, 4000K-70CRI, Clear Glass Lens, NEMA 4 (Medium 55°)
F2E76B2Hxxxxxx | F2E76B2Hxxxxxx_ProSite Flood F2_CE_Glass Clear_Wide_5000K_36klm_1 | 35400 | 234 | 151.2821 | ProSite Flood F2, 35400 Lumens, 5000K-70CRI, Clear Glass Lens, NEMA 6 (Wide 125°)
F2E76L2Hxxxxxx | F2E76L2Hxxxxxx_ProSite Flood F2_CE_Glass Clear_Wide_4000K_36klm_2 | 35400 | 234 | 151.2821 | ProSite Flood F2, 35400 Lumens, 4000K-70CRI, Clear Glass Lens, NEMA 6 (Wide 125°)
F2E76W2Hxxxxxx | F2E76W2Hxxxxxx_ProSite Flood F2_CE_Glass Clear_Wide_2700K_36klm_1 | 27000 | 234 | 115.3846 | ProSite Flood F2, 27000 Lumens, 2700K-80CRI, Clear Glass Lens, NEMA 6 (Wide 125°)
F2E77B2Hxxxxxx | F2E77B2Hxxxxxx_ProSite Flood F2_CE_Glass Clear_VeryWide_5000K_36klm_1 | 35400 | 234 | 151.2821 | ProSite Flood F2, 35400 Lumens, 5000K-70CRI, Clear Glass Lens, NEMA 7x6 (Very Wide 131° x 108°)
F2E77L2Hxxxxxx | F2E77L2Hxxxxxx_ProSite Flood F2_CE_Glass Clear_VeryWide_4000K_36klm_2 | 35400 | 234 | 151.2821 | ProSite Flood F2, 35400 Lumens, 4000K-70CRI, Clear Glass Lens, NEMA 7x6 (Very Wide 131° x 108°)
F2EN4B2Hxxxxxx | F2EN4B2Hxxxxxx_ProSite Flood F2_CE_PCOpticOnly_Medium_5000K_36klm_1 | 37500 | 234 | 160.2564 | ProSite Flood F2, 37500 Lumens, 5000K-70CRI, Polycarbonate Optic Only, NEMA 4 (Medium 55°)
F2EN4L2Hxxxxxx | F2EN4L2Hxxxxxx_ProSite Flood F2_CE_PCOpticOnly_Medium_4000K_36klm_2 | 37500 | 234 | 160.2564 | ProSite Flood F2, 37500 Lumens, 4000K-70CRI, Polycarbonate Optic Only, NEMA 4 (Medium 55°)
F2EN6B2Hxxxxxx | F2EN6B2Hxxxxxx_ProSite Flood F2_CE_PCOpticOnly_Wide_5000K_36klm_1 | 37500 | 234 | 160.2564 | ProSite Flood F2, 37500 Lumens, 5000K-70CRI, Polycarbonate Optic Only, NEMA 6 (Wide 125°)
F2EN6L2Hxxxxxx | F2EN6L2Hxxxxxx_ProSite Flood F2_CE_PCOpticOnly_Wide_4000K_36klm_2 | 37500 | 234 | 160.2564 | ProSite Flood F2, 37500 Lumens, 4000K-70CRI, Polycarbonate Optic Only, NEMA 6 (Wide 125°)
F2EN6W2Hxxxxxx | F2EN6W2Hxxxxxx _ProSite Flood F2_CE_PCOpticOnly_Wide_2700K_36klm_ | 29100 | 234 | 124.359 | ProSite Flood F2, 29100 Lumens, 2700K-80CRI, Polycarbonate Optic Only, NEMA 6 (Wide 125°)
F2EN7B2Hxxxxxx | F2EN7B2Hxxxxxx_ProSite Flood F2_CE_PCOpticOnly_VeryWide_5000K_36klm_1 | 37500 | 234 | 160.2564 | ProSite Flood F2, 37500 Lumens, 5000K-70CRI, Polycarbonate Optic Only, NEMA 7x6 (Very Wide 131° x 108°)
F2EN7L2Hxxxxxx | F2EN7L2Hxxxxxx_ProSite Flood F2_CE_PCOpticOnly_VeryWide_4000K_36klm_2 | 37500 | 234 | 160.2564 | ProSite Flood F2, 37500 Lumens, 4000K-70CRI, Polycarbonate Optic Only, NEMA 7x6 (Very Wide 131° x 108°)
F2ENJB8Hxxxxxx | F2ENJB8Hxxxxxx_ProSite Flood F2_CE_PCOpticOnly_AsymWide_5000K_36klm_1 | 34900 | 234 | 149.1453 | ProSite Flood F2, 34900 Lumens, 5000K-70CRI, Polycarbonate Optic Only, Asymetric Wide
F2ENJL8Hxxxxxx | F2ENJL8Hxxxxxx_ProSite Flood F2_CE_PCOpticOnly_AsymWide_4000K_36klm_1 | 34900 | 234 | 149.1453 | ProSite Flood F2, 34900 Lumens, 4000K-70CRI, Polycarbonate Optic Only, Asymetric Wide
F2ENJW8Hxxxxxx | F2ENJW8Hxxxxxx_ProSite Flood F2_CE_PCOpticOnly_AsymWide_2700K_36klm_1 | 26400 | 234 | 112.8205 | ProSite Flood F2, 26400 Lumens, 2700K-80CRI, Polycarbonate Optic Only, Asymetric Wide
Zone 2
F2B7FB2Hxxxxxx | F2B7FB2Hxxxxxx_ProSite Flood F2_Z2_Glass Clear_Asym_5000K_36klm_1 | 34700 | 234 | 148.2906 | ProSite Flood F2, 34700 Lumens, 5000K-70CRI, Clear Glass Lens, Asymmetric
F2B7FL2Hxxxxxx | F2B7FL2Hxxxxxx_ProSite Flood F2_Z2_Glass Clear_Asym_4000K_36klm_2 | 34700 | 234 | 148.2906 | ProSite Flood F2, 34700 Lumens, 4000K-70CRI, Clear Glass Lens, Asymmetric
F2B74B2Hxxxxxx | F2B74B2Hxxxxxx_ProSite Flood F2_Z2_Glass Clear_Medium_5000K_36klm_1 | 35400 | 234 | 151.2821 | ProSite Flood F2, 35400 Lumens, 5000K-70CRI, Clear Glass Lens, NEMA 4 (Medium 55°)
F2B74L2Hxxxxxx | F2B74L2Hxxxxxx_ProSite Flood F2_Z2_Glass Clear_Medium_4000K_36klm_2 | 35400 | 234 | 151.2821 | ProSite Flood F2, 35400 Lumens, 4000K-70CRI, Clear Glass Lens, NEMA 4 (Medium 55°)
F2B76B2Hxxxxxx | F2B76B2Hxxxxxx_ProSite Flood F2_Z2_Glass Clear_Wide_5000K_36klm_1 | 35400 | 234 | 151.2821 | ProSite Flood F2, 35400 Lumens, 5000K-70CRI, Clear Glass Lens, NEMA 6 (Wide 125°)
F2B76L2Hxxxxxx | F2B76L2Hxxxxxx_ProSite Flood F2_Z2_Glass Clear_Wide_4000K_36klm_2 | 35400 | 234 | 151.2821 | ProSite Flood F2, 35400 Lumens, 4000K-70CRI, Clear Glass Lens, NEMA 6 (Wide 125°)
F2B76W2Hxxxxxx | F2B76W2Hxxxxxx_ProSite Flood F2_Z2_Glass Clear_Wide_2700K_36klm_1 | 27000 | 234 | 115.3846 | ProSite Flood F2, 27000 Lumens, 2700K-80CRI, Clear Glass Lens, NEMA 6 (Wide 125°)
F2B77B2Hxxxxxx | F2B77B2Hxxxxxx_ProSite Flood F2_Z2_Glass Clear_VeryWide_5000K_36klm_1 | 35400 | 234 | 151.2821 | ProSite Flood F2, 35400 Lumens, 5000K-70CRI, Clear Glass Lens, NEMA 7x6 (Very Wide 131° x 108°)
F2B77L2Hxxxxxx | F2B77L2Hxxxxxx_ProSite Flood F2_Z2_Glass Clear_VeryWide_4000K_36klm_2 | 35400 | 234 | 151.2821 | ProSite Flood F2, 35400 Lumens, 4000K-70CRI, Clear Glass Lens, NEMA 7x6 (Very Wide 131° x 108°)

## 48klm CE IES Files
Part Number | IES File Label | Lumens | Wattage | Efficacy | LUMINAIRE LABEL
CE/RCM
F2E7FB2Lxxxxxx | F2E7FB2Lxxxxxx_ProSite Flood F2_CE_Glass Clear_Asym_5000K_48klm_1 | 47200 | 346 | 136.4162 | ProSite Flood F2, 47200 Lumens, 5000K-70CRI, Clear Glass Lens, Asymmetric
F2E7FL2Lxxxxxx | F2E7FL2Lxxxxxx_ProSite Flood F2_CE_Glass Clear_Asym_4000K_48klm_2 | 47200 | 346 | 136.4162 | ProSite Flood F2, 47200 Lumens, 4000K-70CRI, Clear Glass Lens, Asymmetric
F2E74B2Lxxxxxx | F2E74B2Lxxxxxx_ProSite Flood F2_CE_Glass Clear_Medium_5000K_48klm_1 | 48200 | 346 | 139.3064 | ProSite Flood F2, 48200 Lumens, 5000K-70CRI, Clear Glass Lens, NEMA 4 (Medium 55°)
F2E74L2Lxxxxxx | F2E74L2Lxxxxxx_ProSite Flood F2_CE_Glass Clear_Medium_4000K_48klm_2 | 48200 | 346 | 139.3064 | ProSite Flood F2, 48200 Lumens, 4000K-70CRI, Clear Glass Lens, NEMA 4 (Medium 55°)
F2E76B2Lxxxxxx | F2E76B2Lxxxxxx_ProSite Flood F2_CE_Glass Clear_Wide_5000K_48klm_1 | 48200 | 346 | 139.3064 | ProSite Flood F2, 48200 Lumens, 5000K-70CRI, Clear Glass Lens, NEMA 6 (Wide 125°)
F2E76L2Lxxxxxx | F2E76L2Lxxxxxx_ProSite Flood F2_CE_Glass Clear_Wide_4000K_48klm_2 | 48200 | 346 | 139.3064 | ProSite Flood F2, 48200 Lumens, 4000K-70CRI, Clear Glass Lens, NEMA 6 (Wide 125°)
F2E76W2Lxxxxxx | F2E76W2Lxxxxxx_ProSite Flood F2_CE_Glass Clear_Wide_2700K_48klm_1 | 36700 | 346 | 106.0694 | ProSite Flood F2, 36700 Lumens, 2700K-80CRI, Clear Glass Lens, NEMA 6 (Wide 125°)
F2E77B2Lxxxxxx | F2E77B2Lxxxxxx_ProSite Flood F2_CE_Glass Clear_VeryWide_5000K_48klm_1 | 48200 | 346 | 139.3064 | ProSite Flood F2, 48200 Lumens, 5000K-70CRI, Clear Glass Lens, NEMA 7x6 (Very Wide 131° x 108°)
F2E77L2Lxxxxxx | F2E77L2Lxxxxxx_ProSite Flood F2_CE_Glass Clear_VeryWide_4000K_48klm_2 | 48200 | 346 | 139.3064 | ProSite Flood F2, 48200 Lumens, 4000K-70CRI, Clear Glass Lens, NEMA 7x6 (Very Wide 131° x 108°)
F2EN4B2Lxxxxxx | F2EN4B2Lxxxxxx_ProSite Flood F2_CE_PCOpticOnly_Medium_5000K_48klm_1 | 51000 | 346 | 147.3988 | ProSite Flood F2, 51000 Lumens, 5000K-70CRI, Polycarbonate Optic Only, NEMA 4 (Medium 55°)
F2EN4L2Lxxxxxx | F2EN4L2Lxxxxxx_ProSite Flood F2_CE_PCOpticOnly_Medium_4000K_48klm_2 | 51000 | 346 | 147.3988 | ProSite Flood F2, 51000 Lumens, 4000K-70CRI, Polycarbonate Optic Only, NEMA 4 (Medium 55°)
F2EN6B2Lxxxxxx | F2EN6B2Lxxxxxx_ProSite Flood F2_CE_PCOpticOnly_Wide_5000K_48klm_1 | 51000 | 346 | 147.3988 | ProSite Flood F2, 51000 Lumens, 5000K-70CRI, Polycarbonate Optic Only, NEMA 6 (Wide 125°)
F2EN6L2Lxxxxxx | F2EN6L2Lxxxxxx_ProSite Flood F2_CE_PCOpticOnly_Wide_4000K_48klm_2 | 51000 | 346 | 147.3988 | ProSite Flood F2, 51000 Lumens, 4000K-70CRI, Polycarbonate Optic Only, NEMA 6 (Wide 125°)
F2EN6W2Lxxxxxx | F2EN6W2Lxxxxxx _ProSite Flood F2_CE_PCOpticOnly_Wide_2700K_48klm_1 | 39500 | 346 | 114.1618 | ProSite Flood F2, 39500 Lumens, 2700K-80CRI, Polycarbonate Optic Only, NEMA 6 (Wide 125°)
F2EN7B2Lxxxxxx | F2EN7B2Lxxxxxx_ProSite Flood F2_CE_PCOpticOnly_VeryWide_5000K_48klm_1 | 51000 | 346 | 147.3988 | ProSite Flood F2, 51000 Lumens, 5000K-70CRI, Polycarbonate Optic Only, NEMA 7x6 (Very Wide 131° x 108°)
F2EN7L2Lxxxxxx | F2EN7L2Lxxxxxx_ProSite Flood F2_CE_PCOpticOnly_VeryWide_4000K_48klm_2 | 51000 | 346 | 147.3988 | ProSite Flood F2, 51000 Lumens, 4000K-70CRI, Polycarbonate Optic Only, NEMA 7x6 (Very Wide 131° x 108°)
F2ENJB8Lxxxxxx | F2ENJB8Lxxxxxx_ProSite Flood F2_CE_PCOpticOnly_AsymWide_5000K_48klm_1 | 47400 | 346 | 136.9942 | ProSite Flood F2, 47400 Lumens, 5000K-70CRI, Polycarbonate Optic Only, Asymetric Wide
F2ENJL8Lxxxxxx | F2ENJL8Lxxxxxx_ProSite Flood F2_CE_PCOpticOnly_AsymWide_4000K_48klm_1 | 47400 | 346 | 136.9942 | ProSite Flood F2, 47400 Lumens, 4000K-70CRI, Polycarbonate Optic Only, Asymetric Wide
F2ENJW8Lxxxxxx | F2ENJW8Lxxxxxx_ProSite Flood F2_CE_PCOpticOnly_AsymWide_2700K_48klm_1 | 36000 | 346 | 104.0462 | ProSite Flood F2, 36000 Lumens, 2700K-80CRI, Polycarbonate Optic Only, Asymetric Wide
Zone 2
F2B7FB2Lxxxxxx | F2B7FB2Lxxxxxx_ProSite Flood F2_Z2_Glass Clear_Asym_5000K_48klm_1 | 47200 | 346 | 136.4162 | ProSite Flood F2, 47200 Lumens, 5000K-70CRI, Clear Glass Lens, Asymmetric
F2B7FL2Lxxxxxx | F2B7FL2Lxxxxxx_ProSite Flood F2_Z2_Glass Clear_Asym_4000K_48klm_2 | 47200 | 346 | 136.4162 | ProSite Flood F2, 47200 Lumens, 4000K-70CRI, Clear Glass Lens, Asymmetric
F2B74B2Lxxxxxx | F2B74B2Lxxxxxx_ProSite Flood F2_Z2_Glass Clear_Medium_5000K_48klm_1 | 48200 | 346 | 139.3064 | ProSite Flood F2, 48200 Lumens, 5000K-70CRI, Clear Glass Lens, NEMA 4 (Medium 55°)
F2B74L2Lxxxxxx | F2B74L2Lxxxxxx_ProSite Flood F2_Z2_Glass Clear_Medium_4000K_48klm_2 | 48200 | 346 | 139.3064 | ProSite Flood F2, 48200 Lumens, 4000K-70CRI, Clear Glass Lens, NEMA 4 (Medium 55°)
F2B76B2Lxxxxxx | F2B76B2Lxxxxxx_ProSite Flood F2_Z2_Glass Clear_Wide_5000K_48klm_1 | 48200 | 346 | 139.3064 | ProSite Flood F2, 48200 Lumens, 5000K-70CRI, Clear Glass Lens, NEMA 6 (Wide 125°)
F2B76L2Lxxxxxx | F2B76L2Lxxxxxx_ProSite Flood F2_Z2_Glass Clear_Wide_4000K_48klm_2 | 48200 | 346 | 139.3064 | ProSite Flood F2, 48200 Lumens, 4000K-70CRI, Clear Glass Lens, NEMA 6 (Wide 125°)
F2B76W2Lxxxxxx | F2B76W2Lxxxxxx_ProSite Flood F2_Z2_Glass Clear_Wide_2700K_48klm_1 | 36700 | 346 | 106.0694 | ProSite Flood F2, 36700 Lumens, 2700K-80CRI, Clear Glass Lens, NEMA 6 (Wide 125°)
F2B77B2Lxxxxxx | F2B77B2Lxxxxxx_ProSite Flood F2_Z2_Glass Clear_VeryWide_5000K_48klm_1 | 48200 | 346 | 139.3064 | ProSite Flood F2, 48200 Lumens, 5000K-70CRI, Clear Glass Lens, NEMA 7x6 (Very Wide 131° x 108°)
F2B77L2Lxxxxxx | F2B77L2Lxxxxxx_ProSite Flood F2_Z2_Glass Clear_VeryWide_4000K_48klm_2 | 48200 | 346 | 139.3064 | ProSite Flood F2, 48200 Lumens, 4000K-70CRI, Clear Glass Lens, NEMA 7x6 (Very Wide 131° x 108°)

## 60klm CE IES Files
Part Number | IES File Label | Lumens | Wattage | Efficacy | LUMINAIRE LABEL
CE/RCM
F2E7FB2Nxxxxxx | F2E7FB2Nxxxxxx_ProSite Flood F2_CE_Glass Clear_Asym_5000K_60klm_1 | 60100 | 484 | 124.1736 | ProSite Flood F2, 60100 Lumens, 5000K-70CRI, Clear Glass Lens, Asymmetric
F2E7FL2Nxxxxxx | F2E7FL2Nxxxxxx_ProSite Flood F2_CE_Glass Clear_Asym_4000K_60klm_2 | 60100 | 484 | 124.1736 | ProSite Flood F2, 60100 Lumens, 4000K-70CRI, Clear Glass Lens, Asymmetric
F2E7FU2Nxxxxxx | F2E7FU2Nxxxxxx_ProSite Flood F2_CE_Glass Clear_Asym_2200K_60klm_1 | 46500 | 484 | 96.0744 | ProSite Flood F2, 46500 Lumens, 2200K-70CRI, Clear Glass Lens, Asymmetric
F2E7FW2Nxxxxxx | F2E7FW2Nxxxxxx_ProSite Flood F2_CE_Glass Clear_Asym_2700K_60klm_1 | 45500 | 484 | 94.0083 | ProSite Flood F2, 45500 Lumens, 2700K-80CRI, Clear Glass Lens, Asymmetric
F2E44B2Nxxxxxx | F2E44B2Nxxxxxx_ProSite Flood F2_CE_PC Clear_Medium_5000K_60klm_1 | 57900 | 484 | 119.6281 | ProSite Flood F2, 57900 Lumens, 5000K-70CRI, Clear Polycarbonate Lens, NEMA 4 (Medium 55°)
F2E44L2Nxxxxxx | F2E44L2Nxxxxxx_ProSite Flood F2_CE_PC Clear_Medium_4000K_60klm_2 | 57900 | 484 | 119.6281 | ProSite Flood F2, 57900 Lumens, 4000K-70CRI, Clear Polycarbonate Lens, NEMA 4 (Medium 55°)
F2E46B2Nxxxxxx | F2E46B2Nxxxxxx _ProSite Flood F2_CE_PC Clear_Wide_5000K_60klm_1 | 57900 | 484 | 119.6281 | ProSite Flood F2, 57900 Lumens, 5000K-70CRI, Clear Polycarbonate Lens, NEMA 6 (Wide 125°)
F2E46L2Nxxxxxx | F2E46L2Nxxxxxx _ProSite Flood F2_CE_PC Clear_Wide_4000K_60klm_2 | 57900 | 484 | 119.6281 | ProSite Flood F2, 57900 Lumens, 4000K-70CRI, Clear Polycarbonate Lens, NEMA 6 (Wide 125°)
F2E47B2Nxxxxxx | F2E47B2Nxxxxxx_ProSite Flood F2_CE_PC Clear_VeryWide_5000K_60klm_1 | 57900 | 484 | 119.6281 | ProSite Flood F2, 57900 Lumens, 5000K-70CRI, Clear Polycarbonate Lens, NEMA 7x6 (Very Wide 131° x 108°)
F2E47L2Nxxxxxx | F2E47L2Nxxxxxx_ProSite Flood F2_CE_PC Clear_VeryWide_4000K_60klm_2 | 57900 | 484 | 119.6281 | ProSite Flood F2, 57900 Lumens, 4000K-70CRI, Clear Polycarbonate Lens, NEMA 7x6 (Very Wide 131° x 108°)
F2E47W2Nxxxxxx | F2E47W2Nxxxxxx_ProSite Flood F2_CE_PC Clear_VeryWide_2700K_60klm_2 | 43200 | 484 | 89.2562 | ProSite Flood F2, 43200 Lumens, 2700K-80CRI, Clear Polycarbonate Lens, NEMA 7x6 (Very Wide 131° x 108°)
F2E74B2Nxxxxxx | F2E74B2Nxxxxxx_ProSite Flood F2_CE_Glass Clear_Medium_5000K_60klm_1 | 61400 | 484 | 126.8595 | ProSite Flood F2, 61400 Lumens, 5000K-70CRI, Clear Glass Lens, NEMA 4 (Medium 55°)
F2E74L2Nxxxxxx | F2E74L2Nxxxxxx_ProSite Flood F2_CE_Glass Clear_Medium_4000K_60klm_2 | 61400 | 484 | 126.8595 | ProSite Flood F2, 61400 Lumens, 4000K-70CRI, Clear Glass Lens, NEMA 4 (Medium 55°)
F2E76B2Nxxxxxx | F2E76B2Nxxxxxx_ProSite Flood F2_CE_Glass Clear_Wide_5000K_60klm_1 | 61400 | 484 | 126.8595 | ProSite Flood F2, 61400 Lumens, 5000K-70CRI, Clear Glass Lens, NEMA 6 (Wide 125°)
F2E76L2Nxxxxxx | F2E76L2Nxxxxxx_ProSite Flood F2_CE_Glass Clear_Wide_4000K_60klm_2 | 61400 | 484 | 126.8595 | ProSite Flood F2, 61400 Lumens, 4000K-70CRI, Clear Glass Lens, NEMA 6 (Wide 125°)
F2E76W2Nxxxxxx | F2E76W2Nxxxxxx_ProSite Flood F2_CE_Glass Clear_Wide_2700K_60klm_1 | 46800 | 484 | 96.6942 | ProSite Flood F2, 46800 Lumens, 2700K-80CRI, Clear Glass Lens, NEMA 6 (Wide 125°)
F2E77B2Nxxxxxx | F2E77B2Nxxxxxx_ProSite Flood F2_CE_Glass Clear_VeryWide_5000K_60klm_1 | 61400 | 484 | 126.8595 | ProSite Flood F2, 61400 Lumens, 5000K-70CRI, Clear Glass Lens, NEMA 7x6 (Very Wide 131° x 108°)
F2E77L2Nxxxxxx | F2E77L2Nxxxxxx_ProSite Flood F2_CE_Glass Clear_VeryWide_4000K_60klm_2 | 61400 | 484 | 126.8595 | ProSite Flood F2, 61400 Lumens, 4000K-70CRI, Clear Glass Lens, NEMA 7x6 (Very Wide 131° x 108°)
F2EN4B2Nxxxxxx | F2EN4B2Nxxxxxx _ProSite Flood F2_CE_PCOpticOnly_Medium_5000K_60klm_2 | 65000 | 484 | 134.2975 | ProSite Flood F2, 65000 Lumens, 5000K-70CRI, Polycarbonate Optic Only, NEMA 4 (Medium 55°)
F2EN4L2Nxxxxxx | F2EN4L2Nxxxxxx _ProSite Flood F2_CE_PCOpticOnly_Medium_4000K_60klm_1 | 65000 | 484 | 134.2975 | ProSite Flood F2, 65000 Lumens, 4000K-70CRI, Polycarbonate Optic Only, NEMA 4 (Medium 55°)
F2EN6B2Nxxxxxx | F2EN6B2Nxxxxxx_ProSite Flood F2_CE_PCOpticOnly_Wide_5000K_60klm_1 | 65000 | 484 | 134.2975 | ProSite Flood F2, 65000 Lumens, 5000K-70CRI, Polycarbonate Optic Only, NEMA 6 (Wide 125°)
F2EN6L2Nxxxxxx | F2EN6L2Nxxxxxx_ProSite Flood F2_CE_PCOpticOnly_Wide_4000K_60klm_2 | 65000 | 484 | 134.2975 | ProSite Flood F2, 65000 Lumens, 4000K-70CRI, Polycarbonate Optic Only, NEMA 6 (Wide 125°)
F2EN6U2Nxxxxxx | F2EN6U2Nxxxxxx_ProSite Flood F2_CE_PCOpticOnly_Wide_2200K_60klm_1 | 51400 | 484 | 106.1983 | ProSite Flood F2, 51400 Lumens, 2200K-70CRI, Polycarbonate Optic Only, NEMA 6 (Wide 125°)
F2EN6W2Nxxxxxx | F2EN6W2Nxxxxxx _ProSite Flood F2_CE_PCOpticOnly_Wide_2700K_60klm_1 | 50400 | 484 | 104.1322 | ProSite Flood F2, 50400 Lumens, 2700K-80CRI, Polycarbonate Optic Only, NEMA 6 (Wide 125°)
F2EN7B5Nxxxxxx | F2EN7B5Nxxxxxx_ProSite Flood F2_CE_PCOpticOnly_VeryWide_5000K_60klm_1 | 65000 | 499 | 130.2605 | ProSite Flood F2, 65000 Lumens, 5000K-70CRI, Polycarbonate Optic Only, NEMA 7x6 (Very Wide 131° x 108°)
F2EN7L5Nxxxxxx | F2EN7L5Nxxxxxx_ProSite Flood F2_CE_PCOpticOnly_VeryWide_4000K_60klm_2 | 65000 | 499 | 130.2605 | ProSite Flood F2, 65000 Lumens, 4000K-70CRI, Polycarbonate Optic Only, NEMA 7x6 (Very Wide 131° x 108°)
F2ENJB8Nxxxxxx | F2ENJB8Nxxxxxx_ProSite Flood F2_CE_PCOpticOnly_AsymWide_5000K_60klm_1 | 60500 | 484 | 125 | ProSite Flood F2, 60500 Lumens, 5000K-70CRI, Polycarbonate Optic Only, Asymetric Wide
F2ENJL8Nxxxxxx | F2ENJL8Nxxxxxx_ProSite Flood F2_CE_PCOpticOnly_AsymWide_4000K_60klm_1 | 60500 | 484 | 125 | ProSite Flood F2, 60500 Lumens, 4000K-70CRI, Polycarbonate Optic Only, Asymetric Wide
F2ENJW8Nxxxxxx | F2ENJW8Nxxxxxx_ProSite Flood F2_CE_PCOpticOnly_AsymWide_2700K_60klm_1 | 45800 | 484 | 94.6281 | ProSite Flood F2, 45800 Lumens, 2700K-80CRI, Polycarbonate Optic Only, Asymetric Wide
Zone 2
F2B7FB2Nxxxxxx | F2B7FB2Nxxxxxx_ProSite Flood F2_Z2_Glass Clear_Asym_5000K_60klm_1 | 60100 | 484 | 124.1736 | ProSite Flood F2, 60100 Lumens, 5000K-70CRI, Clear Glass Lens, Asymmetric
F2B7FL2Nxxxxxx | F2B7FL2Nxxxxxx_ProSite Flood F2_Z2_Glass Clear_Asym_4000K_60klm_2 | 60100 | 484 | 124.1736 | ProSite Flood F2, 60100 Lumens, 4000K-70CRI, Clear Glass Lens, Asymmetric
F2B7FU2Nxxxxxx | F2B7FU2Nxxxxxx_ProSite Flood F2_Z2_Glass Clear_Asym_2200K_60klm_1 | 46500 | 484 | 96.0744 | ProSite Flood F2, 46500 Lumens, 2200K-70CRI, Clear Glass Lens, Asymmetric
F2B7FW2Nxxxxxx | F2B7FW2Nxxxxxx_ProSite Flood F2_Z2_Glass Clear_Asym_2700K_60klm_1 | 45500 | 484 | 94.0083 | ProSite Flood F2, 45500 Lumens, 2700K-80CRI, Clear Glass Lens, Asymmetric
F2B74B2Nxxxxxx | F2B74B2Nxxxxxx_ProSite Flood F2_Z2_Glass Clear_Medium_5000K_60klm_1 | 61400 | 484 | 126.8595 | ProSite Flood F2, 61400 Lumens, 5000K-70CRI, Clear Glass Lens, NEMA 4 (Medium 55°)
F2B74L2Nxxxxxx | F2B74L2Nxxxxxx_ProSite Flood F2_Z2_Glass Clear_Medium_4000K_60klm_2 | 61400 | 484 | 126.8595 | ProSite Flood F2, 61400 Lumens, 4000K-70CRI, Clear Glass Lens, NEMA 4 (Medium 55°)
F2B76B2Nxxxxxx | F2B76B2Nxxxxxx_ProSite Flood F2_Z2_Glass Clear_Wide_5000K_60klm_1 | 61400 | 484 | 126.8595 | ProSite Flood F2, 61400 Lumens, 5000K-70CRI, Clear Glass Lens, NEMA 6 (Wide 125°)
F2B76L2Nxxxxxx | F2B76L2Nxxxxxx_ProSite Flood F2_Z2_Glass Clear_Wide_4000K_60klm_2 | 61400 | 484 | 126.8595 | ProSite Flood F2, 61400 Lumens, 4000K-70CRI, Clear Glass Lens, NEMA 6 (Wide 125°)
F2B76W2Nxxxxxx | F2B76W2Nxxxxxx_ProSite Flood F2_Z2_Glass Clear_Wide_2700K_60klm_1 | 46800 | 484 | 96.6942 | ProSite Flood F2, 46800 Lumens, 2700K-80CRI, Clear Glass Lens, NEMA 6 (Wide 125°)
F2B77B2Nxxxxxx | F2B77B2Nxxxxxx_ProSite Flood F2_Z2_Glass Clear_VeryWide_5000K_60klm_1 | 61400 | 484 | 126.8595 | ProSite Flood F2, 61400 Lumens, 5000K-70CRI, Clear Glass Lens, NEMA 7x6 (Very Wide 131° x 108°)
F2B77L2Nxxxxxx | F2B77L2Nxxxxxx_ProSite Flood F2_Z2_Glass Clear_VeryWide_4000K_60klm_2 | 61400 | 484 | 126.8595 | ProSite Flood F2, 61400 Lumens, 4000K-70CRI, Clear Glass Lens, NEMA 7x6 (Very Wide 131° x 108°)